## CDCR_data_2025
Site Acronym | Building | Primary Use | Asset Description | Equipment Sub-Type | Type of Cooling
ASP | 110 | Housing | AIR HANDLING UNIT | RTU HQ | Evaporation Cooling
ASP | 110 | Housing | AIR HANDLING UNIT | RTU HQ | Evaporation Cooling
ASP | 110 | Housing | AIR HANDLING UNIT | RTU HQ | Evaporation Cooling
ASP | 120 | Housing | AIR HANDLING UNIT | RTU HQ | Evaporation Cooling
ASP | 120 | Housing | AIR HANDLING UNIT | RTU HQ | Evaporation Cooling
ASP | 120 | Housing | AIR HANDLING UNIT | RTU HQ | Evaporation Cooling
ASP | 130 | Housing | AIR HANDLING UNIT | RTU HQ | Evaporation Cooling
ASP | 130 | Housing | AIR HANDLING UNIT | RTU HQ | Evaporation Cooling
ASP | 140 | Housing | AIR HANDLING UNIT | RTU HQ | Evaporation Cooling
ASP | 140 | Housing | AIR HANDLING UNIT | RTU HQ | Evaporation Cooling
ASP | 140 | Housing | AIR HANDLING UNIT | RTU HQ | Evaporation Cooling
ASP | 210 | Housing | AIR HANDLING UNIT | RTU HQ | Evaporation Cooling
ASP | 210 | Housing | AIR HANDLING UNIT | RTU HQ | Evaporation Cooling
ASP | 210 | Housing | AIR HANDLING UNIT | RTU HQ | Evaporation Cooling
ASP | 220 | Housing | AIR HANDLING UNIT | AHU HQ | Evaporation Cooling
ASP | 220 | Housing | AIR HANDLING UNIT | AHU HQ | Evaporation Cooling
ASP | 230 | Housing | AIR HANDLING UNIT | RTU HQ | Evaporation Cooling
ASP | 230 | Housing | AIR HANDLING UNIT | RTU HQ | Evaporation Cooling
ASP | 230 | Housing | AIR HANDLING UNIT | RTU HQ | Evaporation Cooling
ASP | 250 | Housing | AIR HANDLING UNIT | RTU HQ | Evaporation Cooling
ASP | 250 | Housing | AIR HANDLING UNIT | RTU HQ | Evaporation Cooling
ASP | 250 | Housing | AIR HANDLING UNIT | RTU HQ | Evaporation Cooling
ASP | 310 | Housing | AIR HANDLING UNIT | RTU HQ | Evaporation Cooling
ASP | 310 | Housing | AIR HANDLING UNIT | RTU HQ | Evaporation Cooling
ASP | 310 | Housing | AIR HANDLING UNIT | RTU HQ | Evaporation Cooling
ASP | 310 | Housing | AIR HANDLING UNIT | RTU HQ | Evaporation Cooling
ASP | 310 | Housing | AIR HANDLING UNIT | RTU HQ | Evaporation Cooling
ASP | 310 | Housing | AIR HANDLING UNIT | RTU HQ | Evaporation Cooling
ASP | 320 | Housing | AIR HANDLING UNIT | RTU HQ | Evaporation Cooling
ASP | 320 | Housing | AIR HANDLING UNIT | RTU HQ | Evaporation Cooling
ASP | 330 | Housing | AIR HANDLING UNIT | RTU HQ | Evaporation Cooling
ASP | 330 | Housing | AIR HANDLING UNIT | RTU HQ | Evaporation Cooling
ASP | 330 | Housing | AIR HANDLING UNIT | RTU HQ | Evaporation Cooling
ASP | 350 | Housing | AIR HANDLING UNIT | RTU HQ | Evaporation Cooling
ASP | 350 | Housing | AIR HANDLING UNIT | RTU HQ | Evaporation Cooling
ASP | 350 | Housing | AIR HANDLING UNIT | RTU HQ | Evaporation Cooling
ASP | 410 | Housing | AIR HANDLING UNIT | RTU HQ | Evaporation Cooling
ASP | 410 | Housing | AIR HANDLING UNIT | RTU HQ | Evaporation Cooling
ASP | 410 | Housing | AIR HANDLING UNIT | RTU HQ | Evaporation Cooling
ASP | 420 | Housing | AIR HANDLING UNIT | RTU HQ | Evaporation Cooling
ASP | 420 | Housing | AIR HANDLING UNIT | RTU HQ | Evaporation Cooling
ASP | 430 | Housing | AIR HANDLING UNIT | RTU HQ | Evaporation Cooling
ASP | 430 | Housing | AIR HANDLING UNIT | RTU HQ | Evaporation Cooling
ASP | 430 | Housing | AIR HANDLING UNIT | RTU HQ | Evaporation Cooling
ASP | 450 | Housing | AIR HANDLING UNIT | RTU HQ | Evaporation Cooling
ASP | 450 | Housing | AIR HANDLING UNIT | RTU HQ | Evaporation Cooling
ASP | 450 | Housing | AIR HANDLING UNIT | RTU HQ | Evaporation Cooling
ASP | 510 | Housing | AIR HANDLING UNIT | RTU HQ | Evaporation Cooling
ASP | 510 | Housing | AIR HANDLING UNIT | RTU HQ | Evaporation Cooling
ASP | 510 | Housing | AIR HANDLING UNIT | RTU HQ | Evaporation Cooling
ASP | 520 | Housing | AIR HANDLING UNIT | RTU HQ | Evaporation Cooling
ASP | 520 | Housing | AIR HANDLING UNIT | RTU HQ | Evaporation Cooling
ASP | 530 | Housing | AIR HANDLING UNIT | RTU HQ | Evaporation Cooling
ASP | 530 | Housing | AIR HANDLING UNIT | RTU HQ | Evaporation Cooling
ASP | 530 | Housing | AIR HANDLING UNIT | RTU HQ | Evaporation Cooling
ASP | 550 | Housing | AIR HANDLING UNIT | RTU HQ | Evaporation Cooling
ASP | 550 | Housing | AIR HANDLING UNIT | RTU HQ | Evaporation Cooling
ASP | 550 | Housing | AIR HANDLING UNIT | RTU HQ | Evaporation Cooling
ASP | 610 | Housing | AIR HANDLING UNIT | RTU HQ | Evaporation Cooling
ASP | 610 | Housing | AIR HANDLING UNIT | RTU HQ | Evaporation Cooling
ASP | 610 | Housing | AIR HANDLING UNIT | RTU HQ | Evaporation Cooling
ASP | 630 | Housing | AIR HANDLING UNIT | RTU HQ | Evaporation Cooling
ASP | 630 | Housing | AIR HANDLING UNIT | RTU HQ | Evaporation Cooling
ASP | 630 | Housing | AIR HANDLING UNIT | RTU HQ | Evaporation Cooling
ASP | 640 | Housing | AIR HANDLING UNIT | RTU HQ | Evaporation Cooling
ASP | 640 | Housing | AIR HANDLING UNIT | RTU HQ | Evaporation Cooling
ASP | 650 | Housing | AIR HANDLING UNIT | RTU HQ | Evaporation Cooling
ASP | 650 | Housing | AIR HANDLING UNIT | RTU HQ | Evaporation Cooling
ASP | 650 | Housing | AIR HANDLING UNIT | RTU HQ | Evaporation Cooling
CAL | 321 | Housing | AIR HANDLING UNIT | RTU HQ | Refrigeration Cooling
CAL | 321 | Housing | AIR HANDLING UNIT | RTU HQ | Refrigeration Cooling
CAL | 321 | Housing | AIR HANDLING UNIT | RTU HQ | Refrigeration Cooling
CAL | 322 | Housing | AIR HANDLING UNIT | RTU HQ | Refrigeration Cooling
CAL | 322 | Housing | AIR HANDLING UNIT | RTU HQ | Refrigeration Cooling
CAL | 322 | Housing | AIR HANDLING UNIT | RTU HQ | Refrigeration Cooling
CAL | 323 | Housing | AIR HANDLING UNIT | RTU HQ | Refrigeration Cooling
CAL | 323 | Housing | AIR HANDLING UNIT | RTU HQ | Refrigeration Cooling
CAL | 323 | Housing | AIR HANDLING UNIT | RTU HQ | Refrigeration Cooling
CAL | 324 | Housing | AIR HANDLING UNIT | RTU HQ | Refrigeration Cooling
CAL | 324 | Housing | AIR HANDLING UNIT | RTU HQ | Refrigeration Cooling
CAL | 324 | Housing | AIR HANDLING UNIT | RTU HQ | Refrigeration Cooling
CAL | 325 | Housing | AIR HANDLING UNIT | RTU HQ | Refrigeration Cooling
CAL | 325 | Housing | AIR HANDLING UNIT | RTU HQ | Refrigeration Cooling
CAL | 325 | Housing | AIR HANDLING UNIT | RTU HQ | Refrigeration Cooling
CAL | 331 | Housing | AIR HANDLING UNIT | RTU HQ | Refrigeration Cooling
CAL | 331 | Housing | AIR HANDLING UNIT | RTU HQ | Refrigeration Cooling
CAL | 331 | Housing | AIR HANDLING UNIT | RTU HQ | Refrigeration Cooling
CAL | 332 | Housing | AIR HANDLING UNIT | RTU HQ | Refrigeration Cooling
CAL | 332 | Housing | AIR HANDLING UNIT | RTU HQ | Refrigeration Cooling
CAL | 332 | Housing | AIR HANDLING UNIT | RTU HQ | Refrigeration Cooling
CAL | 333 | Housing | AIR HANDLING UNIT | RTU HQ | Refrigeration Cooling
CAL | 333 | Housing | AIR HANDLING UNIT | RTU HQ | Refrigeration Cooling
CAL | 333 | Housing | AIR HANDLING UNIT | RTU HQ | Refrigeration Cooling
CAL | 334 | Housing | AIR HANDLING UNIT | RTU HQ | Refrigeration Cooling
CAL | 334 | Housing | AIR HANDLING UNIT | RTU HQ | Refrigeration Cooling
CAL | 334 | Housing | AIR HANDLING UNIT | RTU HQ | Refrigeration Cooling
CAL | 335 | Housing | AIR HANDLING UNIT | RTU HQ | Refrigeration Cooling
CAL | 335 | Housing | AIR HANDLING UNIT | RTU HQ | Refrigeration Cooling
CAL | 335 | Housing | AIR HANDLING UNIT | RTU HQ | Refrigeration Cooling
CAL | 341 | Housing | AIR HANDLING UNIT | RTU HQ | Refrigeration Cooling
CAL | 341 | Housing | AIR HANDLING UNIT | RTU HQ | Refrigeration Cooling
CAL | 341 | Housing | AIR HANDLING UNIT | RTU HQ | Refrigeration Cooling
CAL | 342 | Housing | AIR HANDLING UNIT | RTU HQ | Refrigeration Cooling
CAL | 342 | Housing | AIR HANDLING UNIT | RTU HQ | Refrigeration Cooling
CAL | 342 | Housing | AIR HANDLING UNIT | RTU HQ | Refrigeration Cooling
CAL | 343 | Housing | AIR HANDLING UNIT | RTU HQ | Refrigeration Cooling
CAL | 343 | Housing | AIR HANDLING UNIT | RTU HQ | Refrigeration Cooling
CAL | 343 | Housing | AIR HANDLING UNIT | RTU HQ | Refrigeration Cooling
CAL | 344 | Housing | AIR HANDLING UNIT | RTU HQ | Refrigeration Cooling
CAL | 344 | Housing | AIR HANDLING UNIT | RTU HQ | Refrigeration Cooling
CAL | 344 | Housing | AIR HANDLING UNIT | RTU HQ | Refrigeration Cooling
CAL | 345 | Housing | AIR HANDLING UNIT | RTU HQ | Refrigeration Cooling
CAL | 345 | Housing | AIR HANDLING UNIT | RTU HQ | Refrigeration Cooling
CAL | 345 | Housing | AIR HANDLING UNIT | RTU HQ | Refrigeration Cooling
CAL | 351 | Housing | AIR HANDLING UNIT | RTU HQ | Refrigeration Cooling
CAL | 351 | Housing | AIR HANDLING UNIT | RTU HQ | Refrigeration Cooling
CAL | 351 | Housing | AIR HANDLING UNIT | RTU HQ | Refrigeration Cooling
CAL | 352 | Housing | AIR HANDLING UNIT | RTU HQ | Refrigeration Cooling
CAL | 352 | Housing | AIR HANDLING UNIT | RTU HQ | Refrigeration Cooling
CAL | 352 | Housing | AIR HANDLING UNIT | RTU HQ | Refrigeration Cooling
CAL | 353 | Housing | AIR HANDLING UNIT | RTU HQ | Refrigeration Cooling
CAL | 353 | Housing | AIR HANDLING UNIT | RTU HQ | Refrigeration Cooling
CAL | 353 | Housing | AIR HANDLING UNIT | RTU HQ | Refrigeration Cooling
CAL | 354 | Housing | AIR HANDLING UNIT | RTU HQ | Refrigeration Cooling
CAL | 354 | Housing | AIR HANDLING UNIT | RTU HQ | Refrigeration Cooling
CAL | 354 | Housing | AIR HANDLING UNIT | RTU HQ | Refrigeration Cooling
CAL | 355 | Housing | AIR HANDLING UNIT | RTU HQ | Refrigeration Cooling
CAL | 355 | Housing | AIR HANDLING UNIT | RTU HQ | Refrigeration Cooling
CAL | 355 | Housing | AIR HANDLING UNIT | RTU HQ | Refrigeration Cooling
CAL | 360 | Housing | AIR HANDLING UNIT | RTU HQ | Refrigeration Cooling
CAL | 360 | Housing | AIR HANDLING UNIT | RTU HQ | Refrigeration Cooling
CAL | 360 | Housing | AIR HANDLING UNIT | RTU HQ | Refrigeration Cooling
CAL | 360 | Housing | AIR HANDLING UNIT | RTU HQ | Refrigeration Cooling
CAL | 701 | Housing | AIR HANDLING UNIT | AHU HQ | Refrigeration Cooling
CAL | 901 | Housing | AIR HANDLING UNIT | AHU HQ | Refrigeration Cooling
CAL | 901 | Housing | AIR HANDLING UNIT | AHU HQ | Refrigeration Cooling
CAL | 902 | Housing | AIR HANDLING UNIT | AHU HQ | Refrigeration Cooling
CAL | 902 | Housing | AIR HANDLING UNIT | AHU HQ | Refrigeration Cooling
CCI | M3-19 | Housing | AIR HANDLING UNIT | RTU HQ | Ventilation Without Cooling
CCI | M3-19 | Housing | AIR HANDLING UNIT | RTU HQ | Ventilation Without Cooling
CCI | M3-19 | Housing | AIR HANDLING UNIT | RTU HQ | Ventilation Without Cooling
CCI | M3-20 | Housing | AIR HANDLING UNIT | RTU HQ | Ventilation Without Cooling
CCI | M3-20 | Housing | AIR HANDLING UNIT | RTU HQ | Ventilation Without Cooling
CCI | M3-20 | Housing | AIR HANDLING UNIT | RTU HQ | Ventilation Without Cooling
CCI | M3-21 | Housing | AIR HANDLING UNIT | RTU HQ | Ventilation Without Cooling
CCI | M3-21 | Housing | AIR HANDLING UNIT | RTU HQ | Ventilation Without Cooling
CCI | M3-21 | Housing | AIR HANDLING UNIT | RTU HQ | Ventilation Without Cooling
CCI | M3-22 | Housing | AIR HANDLING UNIT | RTU HQ | Ventilation Without Cooling
CCI | M3-22 | Housing | AIR HANDLING UNIT | RTU HQ | Ventilation Without Cooling
CCI | M3-22 | Housing | AIR HANDLING UNIT | RTU HQ | Ventilation Without Cooling
CCI | M3-23 | Housing | AIR HANDLING UNIT | RTU HQ | Ventilation Without Cooling
CCI | M3-23 | Housing | AIR HANDLING UNIT | RTU HQ | Ventilation Without Cooling
CCI | M3-23 | Housing | AIR HANDLING UNIT | RTU HQ | Ventilation Without Cooling
CCI | MA-07 | Housing | AHU-CBDB14505CAL035 | AHU HQ | Ventilation Without Cooling
CCI | MA-07 | Housing | AIR HANDLING UNIT | AHU HQ | Ventilation Without Cooling
CCI | MA-08 | Housing | AIR HANDLING UNIT | AHU HQ | Ventilation Without Cooling
CCI | MA-08 | Housing | AIR HANDLING UNIT | AHU HQ | Ventilation Without Cooling
CCI | MA-09 | Housing | AIR HANDLING UNIT | AHU HQ | Ventilation Without Cooling
CCI | MA-09 | Housing | AIR HANDLING UNIT | AHU HQ | Ventilation Without Cooling
CCI | MA-10 | Housing | AIR HANDLING UNIT | AHU HQ | Ventilation Without Cooling
CCI | MA-10 | Housing | AIR HANDLING UNIT | AHU HQ | Ventilation Without Cooling
CCI | MA-11 | Housing | AIR HANDLING UNIT | AHU HQ | Ventilation Without Cooling
CCI | MA-11 | Housing | AIR HANDLING UNIT | AHU HQ | Ventilation Without Cooling
CCI | MA-12 | Housing | AIR HANDLING UNIT | AHU HQ | Ventilation Without Cooling
CCI | MA-12 | Housing | AIR HANDLING UNIT | AHU HQ | Ventilation Without Cooling
CCI | MA-13 | Housing | AIR HANDLING UNIT | AHU HQ | Ventilation Without Cooling
CCI | MA-13 | Housing | AIR HANDLING UNIT | AHU HQ | Ventilation Without Cooling
CCI | MB-06 | Housing | AIR HANDLING UNIT | AHU HQ | Ventilation Without Cooling
CCI | MB-07 | Housing | AIR HANDLING UNIT | AHU HQ | Ventilation Without Cooling
CCI | MB-07 | Housing | AIR HANDLING UNIT | AHU HQ | Ventilation Without Cooling
CCI | MB-08 | Housing | AIR HANDLING UNIT | AHU HQ | Ventilation Without Cooling
CCI | MB-08 | Housing | RETURN AIR FAN | AHU HQ | Ventilation Without Cooling
CCI | MB-09 | Housing | AIR HANDLING UNIT | AHU HQ | Ventilation Without Cooling
CCI | MB-09 | Housing | AIR HANDLING UNIT | AHU HQ | Ventilation Without Cooling
CCI | MB-10 | Housing | AIR HANDLING UNIT | AHU HQ | Ventilation Without Cooling
CCI | MB-10 | Housing | RETURN AIR FAN | AHU HQ | Ventilation Without Cooling
CCI | MB-11 | Housing | AIR HANDLING UNIT | AHU HQ | Ventilation Without Cooling
CCI | MB-11 | Housing | AIR HANDLING UNIT | AHU HQ | Ventilation Without Cooling
CCI | MB-12 | Housing | AIR HANDLING UNIT | AHU HQ | Ventilation Without Cooling
CCI | MB-12 | Housing | AIR HANDLING UNIT | AHU HQ | Ventilation Without Cooling
CCI | MB-12 | Housing | AIR HANDLING UNIT | AHU HQ | Ventilation Without Cooling
CCI | MB-13 | Housing | AIR HANDLING UNIT | AHU HQ | Ventilation Without Cooling
CCWF | 501 | Housing | EVAPORATIVE COOLER | AHU HQ | Evaporation Cooling
CCWF | 501 | Housing | EVAPORATIVE COOLER | AHU HQ | Evaporation Cooling
CCWF | 501 | Housing | EVAPORATIVE COOLER | AHU HQ | Evaporation Cooling
CCWF | 501 | Housing | EVAPORATIVE COOLER | AHU HQ | Evaporation Cooling
CCWF | 501 | Housing | EVAPORATIVE COOLER | AHU HQ | Evaporation Cooling
CCWF | 502 | Housing | EVAPORATIVE COOLER | AHU HQ | Evaporation Cooling
CCWF | 502 | Housing | EVAPORATIVE COOLER | AHU HQ | Evaporation Cooling
CCWF | 502 | Housing | EVAPORATIVE COOLER | AHU HQ | Evaporation Cooling
CCWF | 502 | Housing | EVAPORATIVE COOLER | AHU HQ | Evaporation Cooling
CCWF | 502 | Housing | EVAPORATIVE COOLER | AHU HQ | Evaporation Cooling
CCWF | 503 | Housing | EVAPORATIVE COOLER | AHU HQ | Evaporation Cooling
CCWF | 503 | Housing | EVAPORATIVE COOLER | AHU HQ | Evaporation Cooling
CCWF | 503 | Housing | EVAPORATIVE COOLER | AHU HQ | Evaporation Cooling
CCWF | 503 | Housing | AIR HANDLING UNIT | RTU HQ | Refrigeration Cooling
CCWF | 504 | Housing | EVAPORATIVE COOLER | AHU HQ | Evaporation Cooling
CCWF | 504 | Housing | EVAPORATIVE COOLER | AHU HQ | Evaporation Cooling
CCWF | 504 | Housing | EVAPORATIVE COOLER | AHU HQ | Evaporation Cooling
CCWF | 504 | Housing | AIR HANDLING UNIT | RTU HQ | Refrigeration Cooling
CCWF | 505 | Housing | EVAPORATIVE COOLER | AHU HQ | Evaporation Cooling
CCWF | 505 | Housing | EVAPORATIVE COOLER | AHU HQ | Evaporation Cooling
CCWF | 505 | Housing | EVAPORATIVE COOLER | AHU HQ | Evaporation Cooling
CCWF | 505 | Housing | EVAPORATIVE COOLER | AHU HQ | Evaporation Cooling
CCWF | 505 | Housing | EVAPORATIVE COOLER | AHU HQ | Evaporation Cooling
CCWF | 506 | Housing | EVAPORATIVE COOLER | AHU HQ | Evaporation Cooling
CCWF | 506 | Housing | EVAPORATIVE COOLER | AHU HQ | Evaporation Cooling
CCWF | 506 | Housing | EVAPORATIVE COOLER | AHU HQ | Evaporation Cooling
CCWF | 506 | Housing | EVAPORATIVE COOLER | AHU HQ | Evaporation Cooling
CCWF | 506 | Housing | EVAPORATIVE COOLER | AHU HQ | Evaporation Cooling
CCWF | 507 | Housing | EVAPORATIVE COOLER | AHU HQ | Evaporation Cooling
CCWF | 507 | Housing | EVAPORATIVE COOLER | AHU HQ | Evaporation Cooling
CCWF | 507 | Housing | EVAPORATIVE COOLER | AHU HQ | Evaporation Cooling
CCWF | 507 | Housing | EVAPORATIVE COOLER | AHU HQ | Evaporation Cooling
CCWF | 507 | Housing | EVAPORATIVE COOLER | AHU HQ | Evaporation Cooling
CCWF | 508 | Housing | EVAPORATIVE COOLER | AHU HQ | Evaporation Cooling
CCWF | 508 | Housing | EVAPORATIVE COOLER | AHU HQ | Evaporation Cooling
CCWF | 508 | Housing | EVAPORATIVE COOLER | AHU HQ | Evaporation Cooling
CCWF | 508 | Housing | EVAPORATIVE COOLER | AHU HQ | Evaporation Cooling
CCWF | 508 | Housing | EVAPORATIVE COOLER | AHU HQ | Evaporation Cooling
CCWF | 509 | Housing | EVAPORATIVE COOLER | AHU HQ | Evaporation Cooling
CCWF | 509 | Housing | EVAPORATIVE COOLER | AHU HQ | Evaporation Cooling
CCWF | 509 | Housing | EVAPORATIVE COOLER | AHU HQ | Evaporation Cooling
CCWF | 509 | Housing | EVAPORATIVE COOLER | AHU HQ | Evaporation Cooling
CCWF | 509 | Housing | EVAPORATIVE COOLER | AHU HQ | Evaporation Cooling
CCWF | 510 | Housing | EVAPORATIVE COOLER | AHU HQ | Evaporation Cooling
CCWF | 510 | Housing | EVAPORATIVE COOLER | AHU HQ | Evaporation Cooling
CCWF | 510 | Housing | EVAPORATIVE COOLER | AHU HQ | Evaporation Cooling
CCWF | 510 | Housing | EVAPORATIVE COOLER | AHU HQ | Evaporation Cooling
CCWF | 510 | Housing | EVAPORATIVE COOLER | AHU HQ | Evaporation Cooling
CCWF | 511 | Housing | EVAPORATIVE COOLER | AHU HQ | Evaporation Cooling
CCWF | 511 | Housing | EVAPORATIVE COOLER | AHU HQ | Evaporation Cooling
CCWF | 511 | Housing | EVAPORATIVE COOLER | AHU HQ | Evaporation Cooling
CCWF | 511 | Housing | EVAPORATIVE COOLER | AHU HQ | Evaporation Cooling
CCWF | 511 | Housing | EVAPORATIVE COOLER | AHU HQ | Evaporation Cooling
CCWF | 512 | Housing | EVAPORATIVE COOLER | AHU HQ | Evaporation Cooling
CCWF | 512 | Housing | EVAPORATIVE COOLER | AHU HQ | Evaporation Cooling
CCWF | 512 | Housing | EVAPORATIVE COOLER | AHU HQ | Evaporation Cooling
CCWF | 512 | Housing | EVAPORATIVE COOLER | AHU HQ | Evaporation Cooling
CCWF | 512 | Housing | EVAPORATIVE COOLER | AHU HQ | Evaporation Cooling
CCWF | 513 | Housing | EVAPORATIVE COOLER | AHU HQ | Evaporation Cooling
CCWF | 513 | Housing | EVAPORATIVE COOLER | AHU HQ | Evaporation Cooling
CCWF | 513 | Housing | EVAPORATIVE COOLER | AHU HQ | Evaporation Cooling
CCWF | 513 | Housing | EVAPORATIVE COOLER | AHU HQ | Evaporation Cooling
CCWF | 513 | Housing | EVAPORATIVE COOLER | AHU HQ | Evaporation Cooling
CCWF | 514 | Housing | EVAPORATIVE COOLER | AHU HQ | Evaporation Cooling
CCWF | 514 | Housing | EVAPORATIVE COOLER | AHU HQ | Evaporation Cooling
CCWF | 514 | Housing | EVAPORATIVE COOLER | AHU HQ | Evaporation Cooling
CCWF | 514 | Housing | EVAPORATIVE COOLER | AHU HQ | Evaporation Cooling
CCWF | 514 | Housing | EVAPORATIVE COOLER | AHU HQ | Evaporation Cooling
CCWF | 515 | Housing | EVAPORATIVE COOLER | AHU HQ | Evaporation Cooling
CCWF | 515 | Housing | EVAPORATIVE COOLER | AHU HQ | Evaporation Cooling
CCWF | 515 | Housing | EVAPORATIVE COOLER | AHU HQ | Evaporation Cooling
CCWF | 515 | Housing | EVAPORATIVE COOLER | AHU HQ | Evaporation Cooling
CCWF | 515 | Housing | EVAPORATIVE COOLER | AHU HQ | Evaporation Cooling
CCWF | 516 | Housing | EVAPORATIVE COOLER | AHU HQ | Evaporation Cooling
CCWF | 516 | Housing | EVAPORATIVE COOLER | AHU HQ | Evaporation Cooling
CCWF | 516 | Housing | EVAPORATIVE COOLER | AHU HQ | Evaporation Cooling
CCWF | 516 | Housing | EVAPORATIVE COOLER | AHU HQ | Evaporation Cooling
CCWF | 516 | Housing | EVAPORATIVE COOLER | AHU HQ | Evaporation Cooling
CEN | 321 | Housing | A-1 A/H #1 | RTU HQ | Refrigeration Cooling
CEN | 321 | Housing | A-1 A/H #2 | RTU HQ | Refrigeration Cooling
CEN | 321 | Housing | A-1 A/H #3 | RTU HQ | Refrigeration Cooling
CEN | 322 | Housing | A-2 A/H #1 | RTU HQ | Refrigeration Cooling
CEN | 322 | Housing | A-2 A/H #2 | RTU HQ | Refrigeration Cooling
CEN | 322 | Housing | A-2 A/H #3 | RTU HQ | Refrigeration Cooling
CEN | 323 | Housing | A-3 A/H #1 | RTU HQ | Refrigeration Cooling
CEN | 323 | Housing | A-3 A/H #2 | RTU HQ | Refrigeration Cooling
CEN | 323 | Housing | A-3 A/H #3 | RTU HQ | Refrigeration Cooling
CEN | 324 | Housing | A-4 A/H #1 | RTU HQ | Refrigeration Cooling
CEN | 324 | Housing | A-4 A/H #2 | RTU HQ | Refrigeration Cooling
CEN | 324 | Housing | A-4 A/H #3 | RTU HQ | Refrigeration Cooling
CEN | 325 | Housing | A-5 A/H #1 | RTU HQ | Refrigeration Cooling
CEN | 325 | Housing | A-5 A/H #2 | RTU HQ | Refrigeration Cooling
CEN | 325 | Housing | A-5 A/H #3 | RTU HQ | Refrigeration Cooling
CEN | 331 | Housing | B-1 A/H #2 | RTU HQ | Refrigeration Cooling
CEN | 331 | Housing | B-3 A/H #3 | RTU HQ | Refrigeration Cooling
CEN | 331 | Housing | B-1 A/H #3 | RTU HQ | Refrigeration Cooling
CEN | 332 | Housing | B-2 A/H #1 | RTU HQ | Refrigeration Cooling
CEN | 332 | Housing | B-2 A/H #2 | RTU HQ | Refrigeration Cooling
CEN | 332 | Housing | B-2 A/H #3 | RTU HQ | Refrigeration Cooling
CEN | 333 | Housing | B-3 A/H #1 | RTU HQ | Refrigeration Cooling
CEN | 333 | Housing | B-3 A/H #2 | RTU HQ | Refrigeration Cooling
CEN | 333 | Housing | B-3 A/H #3 | RTU HQ | Refrigeration Cooling
CEN | 334 | Housing | B-4 A/H #1 | RTU HQ | Refrigeration Cooling
CEN | 334 | Housing | B-4 A/H #2 | RTU HQ | Refrigeration Cooling
CEN | 334 | Housing | B-4 A/H #3 | RTU HQ | Refrigeration Cooling
CEN | 335 | Housing | B-5 A/H #1 | RTU HQ | Refrigeration Cooling
CEN | 335 | Housing | B-5 A/H #2 | RTU HQ | Refrigeration Cooling
CEN | 335 | Housing | B-5 A/H #3 | RTU HQ | Refrigeration Cooling
CEN | 341 | Housing | C-1 A/H #1 | RTU HQ | Refrigeration Cooling
CEN | 341 | Housing | C-1 A/H #2 | RTU HQ | Refrigeration Cooling
CEN | 341 | Housing | C-1 A/H #3 | RTU HQ | Refrigeration Cooling
CEN | 342 | Housing | C-2 A/H #1 | RTU HQ | Refrigeration Cooling
CEN | 342 | Housing | C-2 A/H #2 | RTU HQ | Refrigeration Cooling
CEN | 342 | Housing | C-2 A/H #3 | RTU HQ | Refrigeration Cooling
CEN | 343 | Housing | C-3 A/H #1 | RTU HQ | Refrigeration Cooling
CEN | 343 | Housing | C-3 A/H #2 | RTU HQ | Refrigeration Cooling
CEN | 343 | Housing | C-3 A/H #3 | RTU HQ | Refrigeration Cooling
CEN | 344 | Housing | C-4 A/H #1 | RTU HQ | Refrigeration Cooling
CEN | 344 | Housing | C-4 A/H #2 | RTU HQ | Refrigeration Cooling
CEN | 344 | Housing | C-4 A/H #3 | RTU HQ | Refrigeration Cooling
CEN | 345 | Housing | C-5 A/H #1 | RTU HQ | Refrigeration Cooling
CEN | 345 | Housing | C-5 A/H #2 | RTU HQ | Refrigeration Cooling
CEN | 345 | Housing | C-5 A/H #3 | RTU HQ | Refrigeration Cooling
CEN | 346 | Housing | C-6 A/H #1 | RTU HQ | Refrigeration Cooling
CEN | 346 | Housing | C-6 A/H #2 | RTU HQ | Refrigeration Cooling
CEN | 346 | Housing | C-6 A/H #3 | RTU HQ | Refrigeration Cooling
CEN | 346 | Housing | C-6 A/H #4 | RTU HQ | Refrigeration Cooling
CEN | 351 | Housing | D-1 A/H #1 | RTU HQ | Refrigeration Cooling
CEN | 351 | Housing | D-1 A/H #2 | RTU HQ | Refrigeration Cooling
CEN | 351 | Housing | D-1 A/H #3 | RTU HQ | Refrigeration Cooling
CEN | 352 | Housing | D-2 A/H #1 | RTU HQ | Refrigeration Cooling
CEN | 352 | Housing | D-2 A/H #2 | RTU HQ | Refrigeration Cooling
CEN | 352 | Housing | D-2 A/H #3 | RTU HQ | Refrigeration Cooling
CEN | 353 | Housing | D-3 A/H #1 | RTU HQ | Refrigeration Cooling
CEN | 353 | Housing | D-3 A/H #2 | RTU HQ | Refrigeration Cooling
CEN | 353 | Housing | D-3 A/H #3 | RTU HQ | Refrigeration Cooling
CEN | 354 | Housing | D-4 A/H #1 | RTU HQ | Refrigeration Cooling
CEN | 354 | Housing | D-4 A/H #2 | RTU HQ | Refrigeration Cooling
CEN | 354 | Housing | D-3 A/H #3 | RTU HQ | Refrigeration Cooling
CEN | 355 | Housing | D-5 A/H #1 | RTU HQ | Refrigeration Cooling
CEN | 355 | Housing | D-5 A/H #2 | RTU HQ | Refrigeration Cooling
CEN | 355 | Housing | D-5 A/H #3 | RTU HQ | Refrigeration Cooling
CEN | 901 | Housing | AIR HANDLING UNIT | RTU HQ | Refrigeration Cooling
CEN | 901 | Housing | AIR HANDLING UNIT | RTU HQ | Refrigeration Cooling
CEN | 902 | Housing | AIR HANDLING UNIT | RTU HQ | Refrigeration Cooling
CEN | 902 | Housing | AIR HANDLING UNIT | RTU HQ | Refrigeration Cooling
CHCF | A301 | Housing | AIR HANDLING UNIT | Iso AHU HQ | Refrigeration Cooling
CHCF | A301 | Housing | AIR HANDLING UNIT | Iso AHU HQ | Refrigeration Cooling
CHCF | A302 | Housing | AIR HANDLING UNIT | Iso AHU HQ | Refrigeration Cooling
CHCF | A302 | Housing | AIR HANDLING UNIT | Iso AHU HQ | Refrigeration Cooling
CHCF | A304 | Housing | AIR HANDLING UNIT | Iso AHU HQ | Refrigeration Cooling
CHCF | A304 | Housing | AIR HANDLING UNIT | Iso AHU HQ | Refrigeration Cooling
CHCF | B301 | Housing | AIR HANDLING UNIT | Iso AHU HQ | Refrigeration Cooling
CHCF | B301 | Housing | AIR HANDLING UNIT | Iso AHU HQ | Refrigeration Cooling
CHCF | B302 | Housing | AIR HANDLING UNIT | Iso AHU HQ | Refrigeration Cooling
CHCF | B302 | Housing | AIR HANDLING UNIT | Iso AHU HQ | Refrigeration Cooling
CHCF | B303 | Housing | AIR HANDLING UNIT | Iso AHU HQ | Refrigeration Cooling
CHCF | B303 | Housing | AIR HANDLING UNIT | Iso AHU HQ | Refrigeration Cooling
CHCF | B304 | Housing | AIR HANDLING UNIT | Iso AHU HQ | Refrigeration Cooling
CHCF | B304 | Housing | AIR HANDLING UNIT | Iso AHU HQ | Refrigeration Cooling
CHCF | B305 | Housing | AIR HANDLING UNIT | Iso AHU HQ | Refrigeration Cooling
CHCF | B305 | Housing | AIR HANDLING UNIT | Iso AHU HQ | Refrigeration Cooling
CHCF | B306 | Housing | AIR HANDLING UNIT | Iso AHU HQ | Refrigeration Cooling
CHCF | B306 | Housing | AIR HANDLING UNIT | Iso AHU HQ | Refrigeration Cooling
CHCF | B307 | Housing | AIR HANDLING UNIT | Iso AHU HQ | Refrigeration Cooling
CHCF | B307 | Housing | AIR HANDLING UNIT | Iso AHU HQ | Refrigeration Cooling
CHCF | B308 | Housing | AIR HANDLING UNIT | Iso AHU HQ | Refrigeration Cooling
CHCF | B308 | Housing | AIR HANDLING UNIT | Iso AHU HQ | Refrigeration Cooling
CHCF | C301 | Housing | AIR HANDLING UNIT | Iso AHU HQ | Refrigeration Cooling
CHCF | C301 | Housing | AIR HANDLING UNIT | Iso AHU HQ | Refrigeration Cooling
CHCF | C302 | Housing | AIR HANDLING UNIT | Iso AHU HQ | Refrigeration Cooling
CHCF | C302 | Housing | AIR HANDLING UNIT | Iso AHU HQ | Refrigeration Cooling
CHCF | C303 | Housing | AIR HANDLING UNIT | Iso AHU HQ | Refrigeration Cooling
CHCF | C303 | Housing | AIR HANDLING UNIT | Iso AHU HQ | Refrigeration Cooling
CHCF | C304 | Housing | AIR HANDLING UNIT | Iso AHU HQ | Refrigeration Cooling
CHCF | C304 | Housing | AIR HANDLING UNIT | Iso AHU HQ | Refrigeration Cooling
CHCF | C305 | Housing | AIR HANDLING UNIT | Iso AHU HQ | Refrigeration Cooling
CHCF | C305 | Housing | AIR HANDLING UNIT | Iso AHU HQ | Refrigeration Cooling
CHCF | C306 | Housing | AIR HANDLING UNIT | Iso AHU HQ | Refrigeration Cooling
CHCF | C306 | Housing | AIR HANDLING UNIT | Iso AHU HQ | Refrigeration Cooling
CHCF | D301 | Housing | AIR HANDLING UNIT | Iso AHU HQ | Refrigeration Cooling
CHCF | D301 | Housing | AIR HANDLING UNIT | Iso AHU HQ | Refrigeration Cooling
CHCF | D302 | Housing | AIR HANDLING UNIT | Iso AHU HQ | Refrigeration Cooling
CHCF | D302 | Housing | AIR HANDLING UNIT | Iso AHU HQ | Refrigeration Cooling
CHCF | D303 | Housing | AIR HANDLING UNIT | Iso AHU HQ | Refrigeration Cooling
CHCF | D303 | Housing | AIR HANDLING UNIT | Iso AHU HQ | Refrigeration Cooling
CHCF | D304 | Housing | AIR HANDLING UNIT | Iso AHU HQ | Refrigeration Cooling
CHCF | D304 | Housing | AIR HANDLING UNIT | Iso AHU HQ | Refrigeration Cooling
CHCF | D305 | Housing | AIR HANDLING UNIT | Iso AHU HQ | Refrigeration Cooling
CHCF | D305 | Housing | AIR HANDLING UNIT | Iso AHU HQ | Refrigeration Cooling
CHCF | D306 | Housing | AIR HANDLING UNIT | Iso AHU HQ | Refrigeration Cooling
CHCF | D306 | Housing | AIR HANDLING UNIT | Iso AHU HQ | Refrigeration Cooling
CHCF | D307 | Housing | AIR HANDLING UNIT | Iso AHU HQ | Refrigeration Cooling
CHCF | D307 | Housing | AIR HANDLING UNIT | Iso AHU HQ | Refrigeration Cooling
CHCF | E301 | Housing | AIR HANDLING UNIT | Iso AHU HQ | Refrigeration Cooling
CHCF | E301 | Housing | AIR HANDLING UNIT | Iso AHU HQ | Refrigeration Cooling
CHCF | E301 | Housing | AIR HANDLING UNIT | Iso AHU HQ | Refrigeration Cooling
CHCF | E301 | Housing | AIR HANDLING UNIT | Iso AHU HQ | Refrigeration Cooling
CHCF | E301 | Housing | AIR HANDLING UNIT | Iso AHU HQ | Refrigeration Cooling
CHCF | E302 | Housing | AIR HANDLING UNIT | Iso AHU HQ | Refrigeration Cooling
CHCF | E302 | Housing | AIR HANDLING UNIT | Iso AHU HQ | Refrigeration Cooling
CHCF | E303 | Housing | AIR HANDLING UNIT | Iso AHU HQ | Refrigeration Cooling
CHCF | E303 | Housing | AIR HANDLING UNIT | Iso AHU HQ | Refrigeration Cooling
CHCF | E304 | Housing | AIR HANDLING UNIT | Iso AHU HQ | Refrigeration Cooling
CHCF | E304 | Housing | AIR HANDLING UNIT | Iso AHU HQ | Refrigeration Cooling
CHCF | E305 | Housing | AIR HANDLING UNIT | Iso AHU HQ | Refrigeration Cooling
CHCF | E305 | Housing | AIR HANDLING UNIT | Iso AHU HQ | Refrigeration Cooling
CIM | 204.1 | Housing | AIR HANDLING UNIT | AHU HQ | Refrigeration Cooling
CIM | 204.1 | Housing | AIR HANDLING UNIT | AHU HQ | Refrigeration Cooling
CIM | 204.1 | Housing | AIR HANDLING UNIT | AHU HQ | Refrigeration Cooling
CIM | 204.4 | Housing | AIR HANDLING UNIT | RTU HQ | Refrigeration Cooling
CIM | 204.4 | Housing | AIR HANDLING UNIT | AHU HQ | Refrigeration Cooling
CIM | 204.8 | Housing | AIR HANDLING UNIT | AHU HQ | Refrigeration Cooling
CIM | 204.8 | Housing | AIR HANDLING UNIT | AHU HQ | Refrigeration Cooling
CIM | 492.1 | Housing | AIR HANDLING UNIT | AHU HQ | Refrigeration Cooling
CIM | 492.1 | Housing | AIR HANDLING UNIT | AHU HQ | Refrigeration Cooling
CIM | 492.3 | Housing | AIR HANDLING UNIT | AHU HQ | Refrigeration Cooling
CIM | 492.3 | Housing | AIR HANDLING UNIT | AHU HQ | Refrigeration Cooling
CIM | 493.1 | Housing | AIR HANDLING UNIT | AHU HQ | Refrigeration Cooling
CIM | 493.1 | Housing | AIR HANDLING UNIT | AHU HQ | Refrigeration Cooling
CIM | 493.3 | Housing | AIR HANDLING UNIT | AHU HQ | Refrigeration Cooling
CIM | 493.3 | Housing | AIR HANDLING UNIT | AHU HQ | Refrigeration Cooling
CIW | H01 | Housing | AIR HANDLING UNIT | AHU HQ | Refrigeration Cooling
CIW | H01 | Housing | AIR HANDLING UNIT | RTU HQ | Refrigeration Cooling
CIW | H01 | Housing | AIR HANDLING UNIT | RTU HQ | Refrigeration Cooling
CIW | H04 | Housing | AIR HANDLING UNIT | RTU HQ | Evaporation Cooling
CIW | H04 | Housing | AIR HANDLING UNIT | RTU HQ | Evaporation Cooling
CIW | H05 | Housing | AIR HANDLING UNIT | RTU HQ | Evaporation Cooling
CIW | H05 | Housing | AIR HANDLING UNIT | RTU HQ | Evaporation Cooling
CIW | H06 | Housing | AIR HANDLING UNIT | RTU HQ | Evaporation Cooling
CIW | H06 | Housing | AIR HANDLING UNIT | RTU HQ | Evaporation Cooling
CIW | H07 | Housing | AIR HANDLING UNIT | RTU HQ | Evaporation Cooling
CIW | H07 | Housing | AIR HANDLING UNIT | RTU HQ | Evaporation Cooling
CIW | H08 | Housing | AIR HANDLING UNIT | RTU HQ | Evaporation Cooling
CIW | H08 | Housing | AIR HANDLING UNIT | RTU HQ | Evaporation Cooling
CIW | H09 | Housing | AIR HANDLING UNIT | RTU HQ | Evaporation Cooling
CIW | H09 | Housing | AIR HANDLING UNIT | RTU HQ | Evaporation Cooling
CIW | H10 | Housing | AIR HANDLING UNIT | AHU HQ | Refrigeration Cooling
CIW | H10 | Housing | AIR HANDLING UNIT | RTU HQ | Refrigeration Cooling
CIW | H12 | Housing | AIR HANDLING UNIT | RTU HQ | Evaporation Cooling
CIW | H12 | Housing | AIR HANDLING UNIT | RTU HQ | Evaporation Cooling
CIW | H13 | Housing | AIR HANDLING UNIT | RTU HQ | Refrigeration Cooling
CIW | H13 | Housing | AIR HANDLING UNIT | RTU HQ | Refrigeration Cooling
CIW | H13 | Housing | AIR HANDLING UNIT | RTU HQ | Refrigeration Cooling
CIW | M03 | Housing | AIR HANDLING UNIT | AHU HQ | Refrigeration Cooling
CIW | M03 | Housing | AIR HANDLING UNIT | AHU HQ | Refrigeration Cooling
CIW | M03 | Housing | AIR HANDLING UNIT | AHU HQ | Refrigeration Cooling
CMC | 304 | Housing | FORCED AIR HEATER | AHU HQ | Ventilation Without Cooling
CMC | AA | Housing | HEATING UNIT | AHU HQ | Ventilation Without Cooling
CMC | AA | Housing | HEATING UNIT | AHU HQ | Ventilation Without Cooling
CMC | AA | Housing | HEATING UNIT | AHU HQ | Ventilation Without Cooling
CMC | AA | Housing | HEATING UNIT | AHU HQ | Ventilation Without Cooling
CMC | AB | Housing | HEATING UNIT | AHU HQ | Ventilation Without Cooling
CMC | AB | Housing | HEATING UNIT | AHU HQ | Ventilation Without Cooling
CMC | AB | Housing | HEATING UNIT | AHU HQ | Ventilation Without Cooling
CMC | AB | Housing | HEATING UNIT | AHU HQ | Ventilation Without Cooling
CMC | E | Housing | HEATING UNIT | AHU HQ | Ventilation Without Cooling
CMC | E | Housing | HEATING UNIT | AHU HQ | Ventilation Without Cooling
CMC | E | Housing | HEATING UNIT | AHU HQ | Ventilation Without Cooling
CMC | E | Housing | HEATING UNIT | AHU HQ | Ventilation Without Cooling
CMC | F | Housing | HEATING UNIT | AHU HQ | Ventilation Without Cooling
CMC | F | Housing | HEATING UNIT | AHU HQ | Ventilation Without Cooling
CMC | F | Housing | HEATING UNIT | AHU HQ | Ventilation Without Cooling
CMC | F | Housing | HEATING UNIT | AHU HQ | Ventilation Without Cooling
CMC | M | Housing | HEATING UNIT | AHU HQ | Ventilation Without Cooling
CMC | M | Housing | HEATING UNIT | AHU HQ | Ventilation Without Cooling
CMC | M | Housing | HEATING UNIT | AHU HQ | Ventilation Without Cooling
CMC | M | Housing | HEATING UNIT | AHU HQ | Ventilation Without Cooling
CMC | N | Housing | HEATING UNIT | AHU HQ | Ventilation Without Cooling
CMC | N | Housing | HEATING UNIT | AHU HQ | Ventilation Without Cooling
CMC | N | Housing | HEATING UNIT | AHU HQ | Ventilation Without Cooling
CMC | N | Housing | HEATING UNIT | AHU HQ | Ventilation Without Cooling
CMC | S | Housing | HEATING UNIT | AHU HQ | Ventilation Without Cooling
CMC | S | Housing | HEATING UNIT | AHU HQ | Ventilation Without Cooling
CMC | S | Housing | HEATING UNIT | AHU HQ | Ventilation Without Cooling
CMC | S | Housing | HEATING UNIT | AHU HQ | Ventilation Without Cooling
CMC | T | Housing | HEATING UNIT | AHU HQ | Ventilation Without Cooling
CMC | T | Housing | HEATING UNIT | AHU HQ | Ventilation Without Cooling
CMC | T | Housing | HEATING UNIT | AHU HQ | Ventilation Without Cooling
CMC | T | Housing | HEATING UNIT | AHU HQ | Ventilation Without Cooling
CMF | H52 | Housing | SUPPLY AIR FAN | AHU HQ | Evaporation Cooling
CMF | H53 | Housing | SUPPLY AIR FAN | AHU HQ | Evaporation Cooling
CMF | H54 | Housing | SUPPLY AIR FAN | AHU HQ | Refrigeration Cooling
CMF | H55 | Housing | SUPPLY AIR FAN | AHU HQ | Evaporation Cooling
CMF | H56 | Housing | SUPPLY AIR FAN | AHU HQ | Evaporation Cooling
CMF | H57 | Housing | FILTERS | AHU HQ | Evaporation Cooling
CMF | H62 | Housing | SUPPLY AIR FAN | AHU HQ | Refrigeration Cooling
CMF | M52 | Housing | AIR HANDLING UNIT | AHU HQ | Refrigeration Cooling
CMF | M61 | Housing | AIR HANDLING UNIT | AHU HQ | Refrigeration Cooling
CMF | P51 | Housing | BLOWER | AHU HQ | Refrigeration Cooling
COR | 101 | Housing | AIR HANDLING UNIT | RTU HQ | Evaporation Cooling
COR | 102 | Housing | AIR HANDLING UNIT | RTU HQ | Evaporation Cooling
COR | 103 | Housing | AIR HANDLING UNIT | RTU HQ | Evaporation Cooling
COR | 104 | Housing | AIR HANDLING UNIT | RTU HQ | Evaporation Cooling
COR | 3A01 | Housing | AIR HANDLING UNIT | RTU HQ | Evaporation Cooling
COR | 3A01 | Housing | AIR HANDLING UNIT | RTU HQ | Evaporation Cooling
COR | 3A01 | Housing | AIR HANDLING UNIT | RTU HQ | Evaporation Cooling
COR | 3A02 | Housing | AIR HANDLING UNIT | RTU HQ | Evaporation Cooling
COR | 3A02 | Housing | AIR HANDLING UNIT | RTU HQ | Evaporation Cooling
COR | 3A02 | Housing | AIR HANDLING UNIT | RTU HQ | Evaporation Cooling
COR | 3A03 | Housing | AIR HANDLING UNIT | RTU HQ | Evaporation Cooling
COR | 3A03 | Housing | AIR HANDLING UNIT | RTU HQ | Evaporation Cooling
COR | 3A03 | Housing | AIR HANDLING UNIT | RTU HQ | Evaporation Cooling
COR | 3A04 | Housing | AIR HANDLING UNIT | RTU HQ | Evaporation Cooling
COR | 3A04 | Housing | AIR HANDLING UNIT | RTU HQ | Evaporation Cooling
COR | 3A04 | Housing | AIR HANDLING UNIT | RTU HQ | Evaporation Cooling
COR | 3A05 | Housing | AIR HANDLING UNIT | RTU HQ | Evaporation Cooling
COR | 3A05 | Housing | AIR HANDLING UNIT | RTU HQ | Evaporation Cooling
COR | 3A05 | Housing | AIR HANDLING UNIT | RTU HQ | Evaporation Cooling
COR | 3B01 | Housing | AIR HANDLING UNIT | RTU HQ | Evaporation Cooling
COR | 3B01 | Housing | AIR HANDLING UNIT | RTU HQ | Evaporation Cooling
COR | 3B01 | Housing | AIR HANDLING UNIT | RTU HQ | Evaporation Cooling
COR | 3B02 | Housing | AIR HANDLING UNIT | RTU HQ | Evaporation Cooling
COR | 3B02 | Housing | AIR HANDLING UNIT | RTU HQ | Evaporation Cooling
COR | 3B02 | Housing | AIR HANDLING UNIT | RTU HQ | Evaporation Cooling
COR | 3B03 | Housing | AIR HANDLING UNIT | RTU HQ | Evaporation Cooling
COR | 3B03 | Housing | AIR HANDLING UNIT | RTU HQ | Evaporation Cooling
COR | 3B03 | Housing | AIR HANDLING UNIT | RTU HQ | Evaporation Cooling
COR | 3B04 | Housing | AIR HANDLING UNIT | RTU HQ | Evaporation Cooling
COR | 3B04 | Housing | AIR HANDLING UNIT | RTU HQ | Evaporation Cooling
COR | 3B04 | Housing | AIR HANDLING UNIT | RTU HQ | Evaporation Cooling
COR | 3B05 | Housing | AIR HANDLING UNIT | RTU HQ | Evaporation Cooling
COR | 3B05 | Housing | AIR HANDLING UNIT | RTU HQ | Evaporation Cooling
COR | 3B05 | Housing | AIR HANDLING UNIT | RTU HQ | Evaporation Cooling
COR | 3C01 | Housing | AIR HANDLING UNIT | RTU HQ | Evaporation Cooling
COR | 3C01 | Housing | AIR HANDLING UNIT | RTU HQ | Evaporation Cooling
COR | 3C01 | Housing | AIR HANDLING UNIT | RTU HQ | Evaporation Cooling
COR | 3C02 | Housing | AIR HANDLING UNIT | RTU HQ | Evaporation Cooling
COR | 3C02 | Housing | AIR HANDLING UNIT | RTU HQ | Evaporation Cooling
COR | 3C02 | Housing | AIR HANDLING UNIT | RTU HQ | Evaporation Cooling
COR | 3C03 | Housing | AIR HANDLING UNIT | RTU HQ | Evaporation Cooling
COR | 3C03 | Housing | AIR HANDLING UNIT | RTU HQ | Evaporation Cooling
COR | 3C03 | Housing | AIR HANDLING UNIT | RTU HQ | Evaporation Cooling
COR | 3C04 | Housing | AIR HANDLING UNIT | RTU HQ | Evaporation Cooling
COR | 3C04 | Housing | AIR HANDLING UNIT | RTU HQ | Evaporation Cooling
COR | 3C04 | Housing | AIR HANDLING UNIT | RTU HQ | Evaporation Cooling
COR | 3C05 | Housing | AIR HANDLING UNIT | RTU HQ | Evaporation Cooling
COR | 3C05 | Housing | AIR HANDLING UNIT | RTU HQ | Evaporation Cooling
COR | 3C05 | Housing | AIR HANDLING UNIT | RTU HQ | Evaporation Cooling
COR | 401B | Housing | AIR HANDLING UNIT | AHU HQ | Evaporation Cooling
COR | 402B | Housing | AIR HANDLING UNIT | AHU HQ | Evaporation Cooling
COR | 403B | Housing | AIR HANDLING UNIT | AHU HQ | Evaporation Cooling
COR | 404B | Housing | AIR HANDLING UNIT | AHU HQ | Evaporation Cooling
COR | 411A | Housing | AIR HANDLING UNIT | AHU HQ | Evaporation Cooling
COR | 412A | Housing | AIR HANDLING UNIT | AHU HQ | Evaporation Cooling
COR | 413A | Housing | AIR HANDLING UNIT | AHU HQ | Evaporation Cooling
COR | 414A | Housing | AIR HANDLING UNIT | AHU HQ | Evaporation Cooling
COR | 901 | Housing | EVAP. COOLER | AHU HQ | Evaporation Cooling
COR | 901 | Housing | EVAP. COOLER | AHU HQ | Evaporation Cooling
CRC | 426 | Housing | EVAPORATIVE COOLER | AHU HQ | Evaporation Cooling
CRC | 426 | Housing | EVAPORATIVE COOLER | AHU HQ | Evaporation Cooling
CRC | H1 | Housing | AIR COND | RTU HQ | Refrigeration Cooling
CRC | H1 | Housing | AIR COND | RTU HQ | Refrigeration Cooling
CRC | H1 | Housing | AIR COND | RTU HQ | Refrigeration Cooling
CRC | H1 | Housing | AIR COND | RTU HQ | Refrigeration Cooling
CRC | H2 | Housing | AIR COND | RTU HQ | Refrigeration Cooling
CRC | H2 | Housing | AIR COND | RTU HQ | Refrigeration Cooling
CRC | H2 | Housing | AIR COND | RTU HQ | Refrigeration Cooling
CRC | H2 | Housing | AIR COND | RTU HQ | Refrigeration Cooling
CRC | H3 | Housing | AIR COND | RTU HQ | Refrigeration Cooling
CRC | H3 | Housing | AIR COND | RTU HQ | Refrigeration Cooling
CRC | H3 | Housing | AIR COND | RTU HQ | Refrigeration Cooling
CRC | H3 | Housing | AIR COND | RTU HQ | Refrigeration Cooling
CTF | O | Housing | Air Handling Unit | RTU HQ | Evaporation Cooling
CTF | O | Housing | Air Handling Unit | RTU HQ | Evaporation Cooling
CTF | SA | Housing | AHU - Supply Blower | AHU HQ | Ventilation Without Cooling
CTF | SB | Housing | AHU - Supply Blower | AHU HQ | Ventilation Without Cooling
CTF | SC | Housing | AHU - Supply Blower | AHU HQ | Ventilation Without Cooling
CTF | SD | Housing | AHU - Supply Blower | AHU HQ | Ventilation Without Cooling
CTF | SV | Housing | AHU - Supply Blower | AHU HQ | Ventilation Without Cooling
CTF | SV | Housing | AHU - Supply Blower | AHU HQ | Ventilation Without Cooling
CTF | SW | Housing | AHU - Supply Blower | AHU HQ | Ventilation Without Cooling
CTF | SW | Housing | AHU - Supply Blower | AHU HQ | Ventilation Without Cooling
FSP | H01 | Housing | AHU | AHU HQ | Evaporation Cooling
FSP | H01 | Housing | AHU | AHU HQ | Evaporation Cooling
FSP | H01 | Housing | AIR HANDLER UNIT | AHU HQ | Evaporation Cooling
FSP | H01 | Housing | AHU | AHU HQ | Evaporation Cooling
FSP | H01 | Housing | AHU | AHU HQ | Evaporation Cooling
FSP | H02 | Housing | AHU - SUPPLY BLOWER | AHU HQ | Evaporation Cooling
FSP | H03 | Housing | AHU - SUPPLY BLOWER | AHU HQ | Evaporation Cooling
FSP | H04 | Housing | AHU - SUPPLY BLOWER | AHU HQ | Evaporation Cooling
FSP | H05 | Housing | Air Handling Unit | AHU HQ | Evaporation Cooling
FSP | H05 | Housing | AHU - SUPPLY BLOWER WEST | AHU HQ | Evaporation Cooling
FSP | H100 | Housing | AHU | AHU HQ | Refrigeration Cooling
FSP | H200 | Housing | AC WITH GAS HEAT | AHU HQ | Refrigeration Cooling
FSP | H400 | Housing | AHU | AHU HQ | Refrigeration Cooling
FSP | M02 | Housing | HVAC GAS/AC PACKAGE | AHU HQ | Refrigeration Cooling
HDSP | 321 | Housing | AIR HANDLING UNIT | AHU HQ | Evaporation Cooling
HDSP | 321 | Housing | AIR HANDLING UNIT | AHU HQ | Evaporation Cooling
HDSP | 321 | Housing | AIR HANDLING UNIT | AHU HQ | Evaporation Cooling
HDSP | 322 | Housing | AIR HANDLING UNIT | AHU HQ | Evaporation Cooling
HDSP | 322 | Housing | AIR HANDLING UNIT | AHU HQ | Evaporation Cooling
HDSP | 322 | Housing | AIR HANDLING UNIT | AHU HQ | Evaporation Cooling
HDSP | 323 | Housing | AIR HANDLING UNIT | AHU HQ | Evaporation Cooling
HDSP | 323 | Housing | AIR HANDLING UNIT | AHU HQ | Evaporation Cooling
HDSP | 323 | Housing | AIR HANDLING UNIT | AHU HQ | Evaporation Cooling
HDSP | 324 | Housing | AIR HANDLING UNIT | AHU HQ | Evaporation Cooling
HDSP | 324 | Housing | AIR HANDLING UNIT | AHU HQ | Evaporation Cooling
HDSP | 324 | Housing | AIR HANDLING UNIT | AHU HQ | Evaporation Cooling
HDSP | 325 | Housing | AIR HANDLING UNIT | AHU HQ | Evaporation Cooling
HDSP | 325 | Housing | AIR HANDLING UNIT | AHU HQ | Evaporation Cooling
HDSP | 325 | Housing | AIR HANDLING UNIT | AHU HQ | Evaporation Cooling
HDSP | 326 | Housing | AIR HANDLING UNIT | AHU HQ | Evaporation Cooling
HDSP | 326 | Housing | AIR HANDLING UNIT | AHU HQ | Evaporation Cooling
HDSP | 326 | Housing | AIR HANDLING UNIT | AHU HQ | Evaporation Cooling
HDSP | 327 | Housing | AIR HANDLING UNIT | AHU HQ | Evaporation Cooling
HDSP | 327 | Housing | AIR HANDLING UNIT | AHU HQ | Evaporation Cooling
HDSP | 327 | Housing | AIR HANDLING UNIT | AHU HQ | Evaporation Cooling
HDSP | 328 | Housing | AIR HANDLING UNIT | AHU HQ | Evaporation Cooling
HDSP | 328 | Housing | AIR HANDLING UNIT | AHU HQ | Evaporation Cooling
HDSP | 328 | Housing | AIR HANDLING UNIT | AHU HQ | Evaporation Cooling
HDSP | 329 | Housing | AIR HANDLING UNIT | AHU HQ | Evaporation Cooling
HDSP | 329 | Housing | AIR HANDLING UNIT | AHU HQ | Evaporation Cooling
HDSP | 329 | Housing | AIR HANDLING UNIT | AHU HQ | Evaporation Cooling
HDSP | 330 | Housing | AIR HANDLING UNIT | AHU HQ | Evaporation Cooling
HDSP | 330 | Housing | AIR HANDLING UNIT | AHU HQ | Evaporation Cooling
HDSP | 330 | Housing | AIR HANDLING UNIT | AHU HQ | Evaporation Cooling
HDSP | 341 | Housing | AIR HANDLING UNIT | AHU HQ | Evaporation Cooling
HDSP | 342 | Housing | AIR HANDLING UNIT | AHU HQ | Evaporation Cooling
HDSP | 343 | Housing | AIR HANDLING UNIT | AHU HQ | Evaporation Cooling
HDSP | 344 | Housing | AIR HANDLING UNIT | AHU HQ | Evaporation Cooling
HDSP | 351 | Housing | AIR HANDLING UNIT | AHU HQ | Evaporation Cooling
HDSP | 352 | Housing | AIR HANDLING UNIT | AHU HQ | Evaporation Cooling
HDSP | 353 | Housing | AIR HANDLING UNIT | AHU HQ | Evaporation Cooling
HDSP | 354 | Housing | AIR HANDLING UNIT | AHU HQ | Evaporation Cooling
HDSP | 355 | Housing | ROOF TOP UNIT; SECT C & D | RTU HQ | Refrigeration Cooling
HDSP | 355 | Housing | ROOF TOP UNIT; SECT A & B | RTU HQ | Refrigeration Cooling
HDSP | 355 | Housing | ROOF TOP UNIT; SECT G & H | RTU HQ | Refrigeration Cooling
HDSP | 355 | Housing | ROOF TOP UNIT; SECT E & F | RTU HQ | Refrigeration Cooling
HDSP | 901 | Housing | EVAPORATIVE COOLER | AHU HQ | Evaporation Cooling
HDSP | 901 | Housing | EVAPORATIVE COOLER | AHU HQ | Evaporation Cooling
HDSP | 902 | Housing | EVAPORATIVE COOLER | AHU HQ | Evaporation Cooling
HDSP | 902 | Housing | EVAPORATIVE COOLER | AHU HQ | Evaporation Cooling
ISP | 321 | Housing | Rooftop Air Handling Unit | RTU HQ | Refrigeration Cooling
ISP | 321 | Housing | Rooftop Air Handling Unit | RTU HQ | Refrigeration Cooling
ISP | 321 | Housing | Rooftop Air Handling Unit | RTU HQ | Refrigeration Cooling
ISP | 321 | Housing | Rooftop Air Handling Unit | RTU HQ | Refrigeration Cooling
ISP | 322 | Housing | Rooftop Air Handling Unit | RTU HQ | Refrigeration Cooling
ISP | 322 | Housing | Rooftop Air Handling Unit | RTU HQ | Refrigeration Cooling
ISP | 322 | Housing | Rooftop Air Handling Unit | RTU HQ | Refrigeration Cooling
ISP | 322 | Housing | Rooftop Air Handling Unit | RTU HQ | Refrigeration Cooling
ISP | 323 | Housing | Rooftop Air Handling Unit | RTU HQ | Refrigeration Cooling
ISP | 323 | Housing | Rooftop Air Handling Unit | RTU HQ | Refrigeration Cooling
ISP | 323 | Housing | Rooftop Air Handling Unit | RTU HQ | Refrigeration Cooling
ISP | 323 | Housing | Rooftop Air Handling Unit | RTU HQ | Refrigeration Cooling
ISP | 324 | Housing | Rooftop Air Handling Unit | RTU HQ | Refrigeration Cooling
ISP | 324 | Housing | Rooftop Air Handling Unit | RTU HQ | Refrigeration Cooling
ISP | 324 | Housing | Rooftop Air Handling Unit | RTU HQ | Refrigeration Cooling
ISP | 324 | Housing | Rooftop Air Handling Unit | RTU HQ | Refrigeration Cooling
ISP | 325 | Housing | Rooftop Air Handling Unit | RTU HQ | Refrigeration Cooling
ISP | 325 | Housing | Rooftop Air Handling Unit | RTU HQ | Refrigeration Cooling
ISP | 325 | Housing | Rooftop Air Handling Unit | RTU HQ | Refrigeration Cooling
ISP | 331 | Housing | Rooftop Air Handling Unit | RTU HQ | Refrigeration Cooling
ISP | 331 | Housing | Rooftop Air Handling Unit | RTU HQ | Refrigeration Cooling
ISP | 331 | Housing | Rooftop Air Handling Unit | RTU HQ | Refrigeration Cooling
ISP | 331 | Housing | Rooftop Air Handling Unit | RTU HQ | Refrigeration Cooling
ISP | 332 | Housing | Rooftop Air Handling Unit | RTU HQ | Refrigeration Cooling
ISP | 332 | Housing | Rooftop Air Handling Unit | RTU HQ | Refrigeration Cooling
ISP | 332 | Housing | Rooftop Air Handling Unit | RTU HQ | Refrigeration Cooling
ISP | 332 | Housing | Rooftop Air Handling Unit | RTU HQ | Refrigeration Cooling
ISP | 333 | Housing | Rooftop Air Handling Unit | RTU HQ | Refrigeration Cooling
ISP | 333 | Housing | Rooftop Air Handling Unit | RTU HQ | Refrigeration Cooling
ISP | 333 | Housing | Rooftop Air Handling Unit | RTU HQ | Refrigeration Cooling
ISP | 333 | Housing | Rooftop Air Handling Unit | RTU HQ | Refrigeration Cooling
ISP | 334 | Housing | Rooftop Air Handling Unit | RTU HQ | Refrigeration Cooling
ISP | 334 | Housing | Rooftop Air Handling Unit | RTU HQ | Refrigeration Cooling
ISP | 334 | Housing | Rooftop Air Handling Unit | RTU HQ | Refrigeration Cooling
ISP | 334 | Housing | Rooftop Air Handling Unit | RTU HQ | Refrigeration Cooling
ISP | 335 | Housing | Rooftop Air Handling Unit | RTU HQ | Refrigeration Cooling
ISP | 335 | Housing | Rooftop Air Handling Unit | RTU HQ | Refrigeration Cooling
ISP | 335 | Housing | Rooftop Air Handling Unit | RTU HQ | Refrigeration Cooling
ISP | 335 | Housing | Rooftop Air Handling Unit | RTU HQ | Refrigeration Cooling
ISP | 341 | Housing | Rooftop Air Handling Unit | RTU HQ | Refrigeration Cooling
ISP | 341 | Housing | Rooftop Air Handling Unit | RTU HQ | Refrigeration Cooling
ISP | 341 | Housing | Rooftop Air Handling Unit | RTU HQ | Refrigeration Cooling
ISP | 341 | Housing | Rooftop Air Handling Unit | RTU HQ | Refrigeration Cooling
ISP | 342 | Housing | Rooftop Air Handling Unit | RTU HQ | Refrigeration Cooling
ISP | 342 | Housing | Rooftop Air Handling Unit | RTU HQ | Refrigeration Cooling
ISP | 342 | Housing | Rooftop Air Handling Unit | RTU HQ | Refrigeration Cooling
ISP | 342 | Housing | Rooftop Air Handling Unit | RTU HQ | Refrigeration Cooling
ISP | 343 | Housing | Rooftop Air Handling Unit | RTU HQ | Refrigeration Cooling
ISP | 343 | Housing | Rooftop Air Handling Unit | RTU HQ | Refrigeration Cooling
ISP | 343 | Housing | Rooftop Air Handling Unit | RTU HQ | Refrigeration Cooling
ISP | 343 | Housing | Rooftop Air Handling Unit | RTU HQ | Refrigeration Cooling
ISP | 344 | Housing | Rooftop Air Handling Unit | RTU HQ | Refrigeration Cooling
ISP | 344 | Housing | Rooftop Air Handling Unit | RTU HQ | Refrigeration Cooling
ISP | 344 | Housing | Rooftop Air Handling Unit | RTU HQ | Refrigeration Cooling
ISP | 344 | Housing | Rooftop Air Handling Unit | RTU HQ | Refrigeration Cooling
ISP | 345 | Housing | Rooftop Air Handling Unit | RTU HQ | Refrigeration Cooling
ISP | 345 | Housing | Rooftop Air Handling Unit | RTU HQ | Refrigeration Cooling
ISP | 345 | Housing | Rooftop Air Handling Unit | RTU HQ | Refrigeration Cooling
ISP | 345 | Housing | Rooftop Air Handling Unit | RTU HQ | Refrigeration Cooling
ISP | 351 | Housing | Rooftop Air Handling Unit | RTU HQ | Refrigeration Cooling
ISP | 351 | Housing | Rooftop Air Handling Unit | RTU HQ | Refrigeration Cooling
ISP | 351 | Housing | Rooftop Air Handling Unit | RTU HQ | Refrigeration Cooling
ISP | 351 | Housing | Rooftop Air Handling Unit | RTU HQ | Refrigeration Cooling
ISP | 352 | Housing | Rooftop Air Handling Unit | RTU HQ | Refrigeration Cooling
ISP | 352 | Housing | Rooftop Air Handling Unit | RTU HQ | Refrigeration Cooling
ISP | 352 | Housing | Rooftop Air Handling Unit | RTU HQ | Refrigeration Cooling
ISP | 352 | Housing | Rooftop Air Handling Unit | RTU HQ | Refrigeration Cooling
ISP | 353 | Housing | Rooftop Air Handling Unit | RTU HQ | Refrigeration Cooling
ISP | 353 | Housing | Rooftop Air Handling Unit | RTU HQ | Refrigeration Cooling
ISP | 353 | Housing | Rooftop Air Handling Unit | RTU HQ | Refrigeration Cooling
ISP | 353 | Housing | Rooftop Air Handling Unit | RTU HQ | Refrigeration Cooling
ISP | 354 | Housing | Rooftop Air Handling Unit | RTU HQ | Refrigeration Cooling
ISP | 354 | Housing | Rooftop Air Handling Unit | RTU HQ | Refrigeration Cooling
ISP | 354 | Housing | Rooftop Air Handling Unit | RTU HQ | Refrigeration Cooling
ISP | 354 | Housing | Rooftop Air Handling Unit | RTU HQ | Refrigeration Cooling
ISP | 355 | Housing | Rooftop Air Handling Unit | RTU HQ | Refrigeration Cooling
ISP | 355 | Housing | Rooftop Air Handling Unit | RTU HQ | Refrigeration Cooling
ISP | 355 | Housing | Rooftop Air Handling Unit | RTU HQ | Refrigeration Cooling
ISP | 355 | Housing | Rooftop Air Handling Unit | RTU HQ | Refrigeration Cooling
ISP | 901 | Housing | Ongrade Air Handling Unit | AHU HQ | Refrigeration Cooling
ISP | 901 | Housing | Ongrade Air Handling Unit | AHU HQ | Refrigeration Cooling
ISP | 902 | Housing | Ongrade Air Handling Unit | AHU HQ | Refrigeration Cooling
ISP | 902 | Housing | Ongrade Air Handling Unit | AHU HQ | Refrigeration Cooling
KVSP | 321 | Housing | AIR HANDLING UNIT | AHU HQ | Evaporation Cooling
KVSP | 322 | Housing | AIR HANDLING UNIT | AHU HQ | Evaporation Cooling
KVSP | 323 | Housing | AIR HANDLING UNIT | AHU HQ | Evaporation Cooling
KVSP | 324 | Housing | AIR HANDLING UNIT | AHU HQ | Evaporation Cooling
KVSP | 331 | Housing | AIR HANDLING UNIT | AHU HQ | Evaporation Cooling
KVSP | 332 | Housing | AIR HANDLING UNIT | AHU HQ | Evaporation Cooling
KVSP | 333 | Housing | AIR HANDLING UNIT | AHU HQ | Evaporation Cooling
KVSP | 334 | Housing | AIR HANDLING UNIT | AHU HQ | Evaporation Cooling
KVSP | 341 | Housing | AIR HANDLING UNIT | AHU HQ | Evaporation Cooling
KVSP | 342 | Housing | AIR HANDLING UNIT | AHU HQ | Evaporation Cooling
KVSP | 343 | Housing | AIR HANDLING UNIT | AHU HQ | Evaporation Cooling
KVSP | 344 | Housing | AIR HANDLING UNIT | AHU HQ | Evaporation Cooling
KVSP | 351 | Housing | AIR HANDLING UNIT | AHU HQ | Evaporation Cooling
KVSP | 352 | Housing | AIR HANDLING UNIT | AHU HQ | Evaporation Cooling
KVSP | 353 | Housing | AIR HANDLING UNIT | AHU HQ | Evaporation Cooling
KVSP | 354 | Housing | AIR HANDLING UNIT | AHU HQ | Evaporation Cooling
KVSP | 360 | Housing | AIR CONDITIONER | RTU HQ | Refrigeration Cooling
KVSP | 360 | Housing | AIR CONDITIONER | RTU HQ | Refrigeration Cooling
KVSP | 360 | Housing | AIR CONDITIONER | RTU HQ | Refrigeration Cooling
KVSP | 360 | Housing | AIR CONDITIONER | RTU HQ | Refrigeration Cooling
KVSP | 361 | Housing | AIR CONDITIONER | RTU HQ | Refrigeration Cooling
KVSP | 361 | Housing | AIR CONDITIONER | RTU HQ | Refrigeration Cooling
KVSP | 361 | Housing | AIR CONDITIONER | RTU HQ | Refrigeration Cooling
KVSP | 361 | Housing | AIR CONDITIONER | RTU HQ | Refrigeration Cooling
KVSP | 901 | Housing | EVAPORATIVE COOLER | AHU HQ | Evaporation Cooling
KVSP | 901 | Housing | EVAPORATIVE COOLER | AHU HQ | Evaporation Cooling
KVSP | 902 | Housing | EVAPORATIVE COOLER | AHU HQ | Evaporation Cooling
KVSP | 902 | Housing | EVAPORATIVE COOLER | AHU HQ | Evaporation Cooling
LAC | 331 | Housing | AIR HANDLING UNIT | RTU HQ | Evaporation Cooling
LAC | 331 | Housing | AIR HANDLING UNIT | RTU HQ | Evaporation Cooling
LAC | 331 | Housing | AIR HANDLING UNIT | RTU HQ | Evaporation Cooling
LAC | 332 | Housing | AIR HANDLING UNIT | RTU HQ | Evaporation Cooling
LAC | 332 | Housing | AIR HANDLING UNIT | RTU HQ | Evaporation Cooling
LAC | 332 | Housing | AIR HANDLING UNIT | RTU HQ | Evaporation Cooling
LAC | 333 | Housing | AIR HANDLING UNIT | RTU HQ | Evaporation Cooling
LAC | 333 | Housing | AIR HANDLING UNIT | RTU HQ | Evaporation Cooling
LAC | 333 | Housing | AIR HANDLING UNIT | RTU HQ | Evaporation Cooling
LAC | 334 | Housing | AIR HANDLING UNIT | RTU HQ | Evaporation Cooling
LAC | 334 | Housing | AIR HANDLING UNIT | RTU HQ | Evaporation Cooling
LAC | 334 | Housing | AIR HANDLING UNIT | RTU HQ | Evaporation Cooling
LAC | 334 | Housing | AIR HANDLING UNIT | RTU HQ | Evaporation Cooling
LAC | 335 | Housing | AIR HANDLING UNIT | RTU HQ | Evaporation Cooling
LAC | 335 | Housing | AIR HANDLING UNIT | RTU HQ | Evaporation Cooling
LAC | 335 | Housing | AIR HANDLING UNIT | RTU HQ | Evaporation Cooling
LAC | 336 | Housing | AIR HANDLING UNIT | RTU HQ | Evaporation Cooling
LAC | 336 | Housing | AIR HANDLING UNIT | RTU HQ | Evaporation Cooling
LAC | 336 | Housing | AIR HANDLING UNIT | RTU HQ | Evaporation Cooling
LAC | 337 | Housing | AIR HANDLING UNIT | AHU HQ | Evaporation Cooling
LAC | 337 | Housing | AIR HANDLING UNIT | AHU HQ | Evaporation Cooling
LAC | 337 | Housing | AIR HANDLING UNIT | AHU HQ | Evaporation Cooling
LAC | 338 | Housing | AIR HANDLING UNIT | RTU HQ | Evaporation Cooling
LAC | 338 | Housing | AIR HANDLING UNIT | RTU HQ | Evaporation Cooling
LAC | 338 | Housing | AIR HANDLING UNIT | RTU HQ | Evaporation Cooling
LAC | 339 | Housing | AIR HANDLING UNIT | RTU HQ | Evaporation Cooling
LAC | 339 | Housing | AIR HANDLING UNIT | RTU HQ | Evaporation Cooling
LAC | 339 | Housing | AIR HANDLING UNIT | RTU HQ | Evaporation Cooling
LAC | 33A | Housing | AIR HANDLING UNIT | RTU HQ | Evaporation Cooling
LAC | 33A | Housing | AIR HANDLING UNIT | RTU HQ | Evaporation Cooling
LAC | 33A | Housing | AIR HANDLING UNIT | RTU HQ | Evaporation Cooling
LAC | 341 | Housing | AIR HANDLING UNIT | RTU HQ | Evaporation Cooling
LAC | 341 | Housing | AIR HANDLING UNIT | RTU HQ | Evaporation Cooling
LAC | 341 | Housing | AIR HANDLING UNIT | RTU HQ | Evaporation Cooling
LAC | 342 | Housing | AIR HANDLING UNIT | RTU HQ | Evaporation Cooling
LAC | 342 | Housing | AIR HANDLING UNIT | RTU HQ | Evaporation Cooling
LAC | 342 | Housing | AIR HANDLING UNIT | RTU HQ | Evaporation Cooling
LAC | 343 | Housing | AIR HANDLING UNIT | RTU HQ | Evaporation Cooling
LAC | 344 | Housing | AIR HANDLING UNIT | RTU HQ | Evaporation Cooling
LAC | 344 | Housing | AIR HANDLING UNIT | RTU HQ | Evaporation Cooling
LAC | 344 | Housing | AIR HANDLING UNIT | RTU HQ | Evaporation Cooling
LAC | 345 | Housing | AIR HANDLING UNIT | RTU HQ | Evaporation Cooling
LAC | 345 | Housing | AIR HANDLING UNIT | RTU HQ | Evaporation Cooling
LAC | 345 | Housing | AIR HANDLING UNIT | RTU HQ | Evaporation Cooling
LAC | 346 | Housing | AIR HANDLING UNIT | RTU HQ | Evaporation Cooling
LAC | 346 | Housing | AIR HANDLING UNIT | RTU HQ | Evaporation Cooling
LAC | 346 | Housing | AIR HANDLING UNIT | RTU HQ | Evaporation Cooling
LAC | 347 | Housing | AIR HANDLING UNIT | RTU HQ | Evaporation Cooling
LAC | 347 | Housing | AIR HANDLING UNIT | RTU HQ | Evaporation Cooling
LAC | 347 | Housing | AIR HANDLING UNIT | RTU HQ | Evaporation Cooling
LAC | 348 | Housing | AIR HANDLING UNIT | RTU HQ | Evaporation Cooling
LAC | 348 | Housing | AIR HANDLING UNIT | RTU HQ | Evaporation Cooling
LAC | 348 | Housing | AIR HANDLING UNIT | AHU HQ | Evaporation Cooling
LAC | 349 | Housing | AIR HANDLING UNIT | RTU HQ | Evaporation Cooling
LAC | 349 | Housing | AIR HANDLING UNIT | RTU HQ | Evaporation Cooling
LAC | 349 | Housing | AIR HANDLING UNIT | RTU HQ | Evaporation Cooling
LAC | 34A | Housing | AIR HANDLING UNIT | RTU HQ | Evaporation Cooling
LAC | 34A | Housing | AIR HANDLING UNIT | RTU HQ | Evaporation Cooling
LAC | 34A | Housing | AIR HANDLING UNIT | RTU HQ | Evaporation Cooling
LAC | 901 | Housing | AIR HANDLING UNIT | AHU HQ | Evaporation Cooling
LAC | 901 | Housing | AIR HANDLING UNIT | AHU HQ | Evaporation Cooling
LAC | 902 | Housing | AIR HANDLING UNIT | AHU HQ | Evaporation Cooling
LAC | 902 | Housing | AIR HANDLING UNIT | AHU HQ | Evaporation Cooling
LAC | ASU6 | Housing | AIR HANDLING UNIT | RTU HQ | Refrigeration Cooling
LAC | ASU6 | Housing | AIR HANDLING UNIT | RTU HQ | Refrigeration Cooling
LAC | ASU6 | Housing | AIR HANDLING UNIT | RTU HQ | Refrigeration Cooling
LAC | ASU6 | Housing | AIR HANDLING UNIT | RTU HQ | Refrigeration Cooling
MCSP | D16 | Housing | AIR HANDLER 6 | AHU HQ | Refrigeration Cooling
MCSP | D16 | Housing | AIR HANDLER 6 | AHU HQ | Refrigeration Cooling
MCSP | D17 | Housing | AIR HANDLER 6 | AHU HQ | Refrigeration Cooling
MCSP | D17 | Housing | AIR HANDLER 6 | AHU HQ | Refrigeration Cooling
MCSP | D18 | Housing | AIR HANDLER 6 | AHU HQ | Refrigeration Cooling
MCSP | D18 | Housing | AIR HANDLER 6 | AHU HQ | Refrigeration Cooling
MCSP | E19 | Housing | AIR CONDITIONER 4 | RTU HQ | Refrigeration Cooling
MCSP | E19 | Housing | AIR CONDITIONER 1 | RTU HQ | Refrigeration Cooling
MCSP | E19 | Housing | AIR HANDLER | RTU HQ | Evaporation Cooling
MCSP | E19 | Housing | AIR HANDLER | RTU HQ | Evaporation Cooling
MCSP | E20 | Housing | AIR CONDITIONER 4 | RTU HQ | Refrigeration Cooling
MCSP | E20 | Housing | AIR CONDITIONER 1 | RTU HQ | Refrigeration Cooling
MCSP | E20 | Housing | AIR HANDLER | RTU HQ | Evaporation Cooling
MCSP | E20 | Housing | AIR HANDLER | RTU HQ | Evaporation Cooling
MCSP | E21 | Housing | AIR CONDITIONER 4 | RTU HQ | Refrigeration Cooling
MCSP | E21 | Housing | AIR CONDITIONER 1 | RTU HQ | Refrigeration Cooling
MCSP | E21 | Housing | AIR HANDLER | RTU HQ | Evaporation Cooling
MCSP | E21 | Housing | AIR HANDLER | RTU HQ | Evaporation Cooling
MCSP | G2.1 | Housing | AHU, AIRFAN, AH65 | RTU HQ | Evaporation Cooling
MCSP | G2.1 | Housing | AHU, AIRFAN REED, AH95 | RTU HQ | Evaporation Cooling
MCSP | G2.1 | Housing | AHU, AIRFAN REED, AH95 | RTU HQ | Evaporation Cooling
MCSP | G2.2 | Housing | AHU, AIRFAN, AH65 | RTU HQ | Evaporation Cooling
MCSP | G2.2 | Housing | AHU, AIRFAN REED, AH95 | RTU HQ | Evaporation Cooling
MCSP | G2.2 | Housing | AHU, AIRFAN REED, AH95 | RTU HQ | Evaporation Cooling
MCSP | H1 | Housing | AIR HANDLING UNIT FIRE HOUSE INMATE HOUSING | RTU HQ | Refrigeration Cooling
MCSP | Y1 | Housing | AHU, STERLING, HECB 140S | RTU HQ | Evaporation Cooling
MCSP | Y1 | Housing | AHU, STERLING, HECB 140S | RTU HQ | Evaporation Cooling
MCSP | Y1 | Housing | AHU, STERLING, HECB 140S | RTU HQ | Evaporation Cooling
MCSP | Y10 | Housing | AHU, STERLING, HECB 140S | RTU HQ | Evaporation Cooling
MCSP | Y10 | Housing | AHU, STERLING, HECB 140S | RTU HQ | Evaporation Cooling
MCSP | Y10 | Housing | AHU, STERLING, HECB 140S | RTU HQ | Evaporation Cooling
MCSP | Y11 | Housing | AHU, STERLING, HECB 140S | RTU HQ | Evaporation Cooling
MCSP | Y11 | Housing | AHU, STERLING, HECB 140S | RTU HQ | Evaporation Cooling
MCSP | Y11 | Housing | AHU, STERLING, HECB 140S | RTU HQ | Evaporation Cooling
MCSP | Y12 | Housing | AHU, STERLING, HECB 140S | RTU HQ | Evaporation Cooling
MCSP | Y12 | Housing | AHU, STERLING, HECB 140S | RTU HQ | Evaporation Cooling
MCSP | Y12 | Housing | AHU, STERLING, HECB 140S | RTU HQ | Evaporation Cooling
MCSP | Y13 | Housing | AHU, STERLING, HECB 140S | RTU HQ | Evaporation Cooling
MCSP | Y13 | Housing | AHU, STERLING, HECB 140S | RTU HQ | Evaporation Cooling
MCSP | Y13 | Housing | AHU, STERLING, HECB 140S | RTU HQ | Evaporation Cooling
MCSP | Y14 | Housing | AHU, STERLING, HECB 140S | RTU HQ | Evaporation Cooling
MCSP | Y14 | Housing | AHU, STERLING, HECB 140S | RTU HQ | Evaporation Cooling
MCSP | Y14 | Housing | AHU, STERLING, HECB 140S | RTU HQ | Evaporation Cooling
MCSP | Y15 | Housing | AHU, STERLING, HECB 140S | RTU HQ | Evaporation Cooling
MCSP | Y15 | Housing | AHU, STERLING, HECB 140S | RTU HQ | Evaporation Cooling
MCSP | Y15 | Housing | AHU, STERLING, HECB 140S | RTU HQ | Evaporation Cooling
MCSP | Y2 | Housing | AHU, STERLING, HECB 140S | RTU HQ | Evaporation Cooling
MCSP | Y2 | Housing | AHU, STERLING, HECB 140S | RTU HQ | Evaporation Cooling
MCSP | Y2 | Housing | AHU, STERLING, HECB 140S | RTU HQ | Evaporation Cooling
MCSP | Y3 | Housing | AHU, STERLING, HECB 140S | RTU HQ | Evaporation Cooling
MCSP | Y3 | Housing | AHU, STERLING, HECB 140S | RTU HQ | Evaporation Cooling
MCSP | Y3 | Housing | AHU, STERLING, HECB 140S | RTU HQ | Evaporation Cooling
MCSP | Y4 | Housing | AHU, STERLING, HECB 140S | RTU HQ | Evaporation Cooling
MCSP | Y4 | Housing | AHU, STERLING, HECB 140S | RTU HQ | Evaporation Cooling
MCSP | Y4 | Housing | AHU, STERLING, HECB 140S | RTU HQ | Evaporation Cooling
MCSP | Y5 | Housing | AIR HANDLING UNIT | RTU HQ | Evaporation Cooling
MCSP | Y5 | Housing | AIR HANDLING UNIT | RTU HQ | Evaporation Cooling
MCSP | Y5 | Housing | AIR HANDLING UNIT | RTU HQ | Evaporation Cooling
MCSP | Y6 | Housing | AIR HANDLING UNIT | RTU HQ | Evaporation Cooling
MCSP | Y6 | Housing | AIR HANDLING UNIT | RTU HQ | Evaporation Cooling
MCSP | Y6 | Housing | AIR HANDLING UNIT | RTU HQ | Evaporation Cooling
MCSP | Y7 | Housing | AIR HANDLING UNIT | RTU HQ | Evaporation Cooling
MCSP | Y7 | Housing | AIR HANDLING UNIT | RTU HQ | Evaporation Cooling
MCSP | Y7 | Housing | AIR HANDLING UNIT | RTU HQ | Evaporation Cooling
MCSP | Y8 | Housing | AHU, STERLING, HECB 140S | RTU HQ | Evaporation Cooling
MCSP | Y8 | Housing | AHU, STERLING, HECB 140S | RTU HQ | Evaporation Cooling
MCSP | Y8 | Housing | AHU, STERLING, HECB 140S | RTU HQ | Evaporation Cooling
MCSP | Y9 | Housing | AHU, STERLING, HECB 140S | RTU HQ | Evaporation Cooling
MCSP | Y9 | Housing | AHU, STERLING, HECB 140S | RTU HQ | Evaporation Cooling
MCSP | Y9 | Housing | AHU, STERLING, HECB 140S | RTU HQ | Evaporation Cooling
NKSP | 301 | Housing | AIR HANDLING UNIT | RTU HQ | Evaporation Cooling
NKSP | 301 | Housing | AIR HANDLING UNIT | RTU HQ | Evaporation Cooling
NKSP | 301 | Housing | AIR HANDLING UNIT | RTU HQ | Evaporation Cooling
NKSP | 302 | Housing | AIR HANDLING UNIT | RTU HQ | Evaporation Cooling
NKSP | 302 | Housing | AIR HANDLING UNIT | RTU HQ | Evaporation Cooling
NKSP | 302 | Housing | AIR HANDLING UNIT | RTU HQ | Evaporation Cooling
NKSP | 303 | Housing | AIR HANDLING UNIT | RTU HQ | Evaporation Cooling
NKSP | 303 | Housing | AIR HANDLING UNIT | RTU HQ | Evaporation Cooling
NKSP | 303 | Housing | AIR HANDLING UNIT | RTU HQ | Evaporation Cooling
NKSP | 304 | Housing | AIR HANDLING UNIT | RTU HQ | Evaporation Cooling
NKSP | 304 | Housing | AIR HANDLING UNIT | RTU HQ | Evaporation Cooling
NKSP | 305 | Housing | AIR HANDLING UNIT | RTU HQ | Evaporation Cooling
NKSP | 305 | Housing | AIR HANDLING UNIT | RTU HQ | Evaporation Cooling
NKSP | 305 | Housing | AIR HANDLING UNIT | RTU HQ | Evaporation Cooling
NKSP | 401 | Housing | AIR HANDLING UNIT | RTU HQ | Evaporation Cooling
NKSP | 401 | Housing | AIR HANDLING UNIT | RTU HQ | Evaporation Cooling
NKSP | 402 | Housing | AIR HANDLING UNIT | RTU HQ | Evaporation Cooling
NKSP | 402 | Housing | AIR HANDLING UNIT | RTU HQ | Evaporation Cooling
NKSP | 403 | Housing | AIR HANDLING UNIT | RTU HQ | Evaporation Cooling
NKSP | 403 | Housing | AIR HANDLING UNIT | RTU HQ | Evaporation Cooling
NKSP | 404 | Housing | AIR HANDLING UNIT | RTU HQ | Evaporation Cooling
NKSP | 404 | Housing | AIR HANDLING UNIT | RTU HQ | Evaporation Cooling
NKSP | 405 | Housing | AIR HANDLING UNIT | RTU HQ | Evaporation Cooling
NKSP | 405 | Housing | AIR HANDLING UNIT | RTU HQ | Evaporation Cooling
NKSP | 406 | Housing | AIR HANDLING UNIT | RTU HQ | Evaporation Cooling
NKSP | 406 | Housing | AIR HANDLING UNIT | RTU HQ | Evaporation Cooling
NKSP | 407 | Housing | AIR HANDLING UNIT | RTU HQ | Evaporation Cooling
NKSP | 407 | Housing | AIR HANDLING UNIT | RTU HQ | Evaporation Cooling
NKSP | 408 | Housing | AIR HANDLING UNIT | RTU HQ | Evaporation Cooling
NKSP | 408 | Housing | AIR HANDLING UNIT | RTU HQ | Evaporation Cooling
NKSP | 409 | Housing | AIR HANDLING UNIT | RTU HQ | Evaporation Cooling
NKSP | 409 | Housing | AIR HANDLING UNIT | RTU HQ | Evaporation Cooling
NKSP | 410 | Housing | AIR HANDLING UNIT | RTU HQ | Evaporation Cooling
NKSP | 410 | Housing | AIR HANDLING UNIT | RTU HQ | Evaporation Cooling
NKSP | 411 | Housing | AIR HANDLING UNIT | RTU HQ | Evaporation Cooling
NKSP | 411 | Housing | AIR HANDLING UNIT | RTU HQ | Evaporation Cooling
NKSP | 412 | Housing | AIR HANDLING UNIT | RTU HQ | Evaporation Cooling
NKSP | 412 | Housing | AIR HANDLING UNIT | RTU HQ | Evaporation Cooling
NKSP | 413 | Housing | AIR HANDLING UNIT | RTU HQ | Evaporation Cooling
NKSP | 413 | Housing | AIR HANDLING UNIT | RTU HQ | Evaporation Cooling
NKSP | 414 | Housing | AIR HANDLING UNIT | RTU HQ | Evaporation Cooling
NKSP | 414 | Housing | AIR HANDLING UNIT | RTU HQ | Evaporation Cooling
NKSP | 415 | Housing | AIR HANDLING UNIT | RTU HQ | Evaporation Cooling
NKSP | 415 | Housing | AIR HANDLING UNIT | RTU HQ | Evaporation Cooling
NKSP | 416 | Housing | AIR HANDLING UNIT | RTU HQ | Evaporation Cooling
NKSP | 416 | Housing | AIR HANDLING UNIT | RTU HQ | Evaporation Cooling
NKSP | 417 | Housing | EVAPORATIVE COOLER | AHU HQ | Refrigeration Cooling
NKSP | 417 | Housing | EVAPORATIVE COOLER | AHU HQ | Refrigeration Cooling
NKSP | 418 | Housing | AIR HANDLING UNIT | AHU HQ | Evaporation Cooling
NKSP | 418 | Housing | EVAPORATIVE COOLER | AHU HQ | Evaporation Cooling
NKSP | 901 | Housing | AIR HANDLING UNIT | AHU HQ | Evaporation Cooling
NKSP | 901 | Housing | AIR HANDLING UNIT | AHU HQ | Evaporation Cooling
NKSP | 902 | Housing | AIR HANDLING UNIT | AHU HQ | Evaporation Cooling
NKSP | 902 | Housing | AIR HANDLING UNIT | AHU HQ | Evaporation Cooling
PBSP | H01 | Housing | AIR HANDLING UNIT | AHU HQ | Ventilation Without Cooling
PBSP | H02 | Housing | AIR HANDLING UNIT | AHU HQ | Ventilation Without Cooling
PBSP | H03 | Housing | AIR HANDLING UNIT | AHU HQ | Ventilation Without Cooling
PBSP | H04 | Housing | AIR HANDLING UNIT | AHU HQ | Ventilation Without Cooling
PBSP | H05 | Housing | AIR HANDLING UNIT | AHU HQ | Ventilation Without Cooling
PBSP | H06 | Housing | AIR HANDLING UNIT | AHU HQ | Ventilation Without Cooling
PBSP | H07 | Housing | AIR HANDLING UNIT | AHU HQ | Ventilation Without Cooling
PBSP | H08 | Housing | AIR HANDLING UNIT | AHU HQ | Ventilation Without Cooling
PBSP | H09 | Housing | AIR HANDLING UNIT | AHU HQ | Ventilation Without Cooling
PBSP | H09 | Housing | AIR HANDLING UNIT | AHU HQ | Ventilation Without Cooling
PBSP | H09 | Housing | AIR HANDLING UNIT | AHU HQ | Ventilation Without Cooling
PBSP | H09 | Housing | AIR HANDLING UNIT | AHU HQ | Ventilation Without Cooling
PBSP | H09 | Housing | AIR HANDLING UNIT | AHU HQ | Ventilation Without Cooling
PBSP | H09 | Housing | AIR HANDLING UNIT | AHU HQ | Ventilation Without Cooling
PBSP | H09 | Housing | AIR HANDLING UNIT | AHU HQ | Ventilation Without Cooling
PBSP | H09 | Housing | AIR HANDLING UNIT | AHU HQ | Ventilation Without Cooling
PBSP | H09 | Housing | AIR HANDLING UNIT | AHU HQ | Ventilation Without Cooling
PBSP | H09 | Housing | AIR HANDLING UNIT | AHU HQ | Ventilation Without Cooling
PBSP | H09 | Housing | AIR HANDLING UNIT | AHU HQ | Ventilation Without Cooling
PBSP | H09 | Housing | AIR HANDLING UNIT | AHU HQ | Ventilation Without Cooling
PBSP | H09 | Housing | AIR HANDLING UNIT | AHU HQ | Ventilation Without Cooling
PBSP | H09 | Housing | AIR HANDLING UNIT | AHU HQ | Ventilation Without Cooling
PBSP | H09 | Housing | AIR HANDLING UNIT | AHU HQ | Ventilation Without Cooling
PBSP | H09 | Housing | AIR HANDLING UNIT | AHU HQ | Ventilation Without Cooling
PBSP | H09 | Housing | AIR HANDLING UNIT | AHU HQ | Ventilation Without Cooling
PBSP | H09 | Housing | AIR HANDLING UNIT | AHU HQ | Ventilation Without Cooling
PBSP | H09 | Housing | AIR HANDLING UNIT | AHU HQ | Ventilation Without Cooling
PBSP | H09 | Housing | AIR HANDLING UNIT | AHU HQ | Ventilation Without Cooling
PBSP | H09 | Housing | AIR HANDLING UNIT | AHU HQ | Ventilation Without Cooling
PBSP | H09 | Housing | AIR HANDLING UNIT | AHU HQ | Ventilation Without Cooling
PBSP | H09 | Housing | AIR HANDLING UNIT | AHU HQ | Ventilation Without Cooling
PBSP | H09 | Housing | AIR HANDLING UNIT | AHU HQ | Ventilation Without Cooling
PBSP | H09 | Housing | AIR HANDLING UNIT | AHU HQ | Ventilation Without Cooling
PBSP | H09 | Housing | AIR HANDLING UNIT | AHU HQ | Ventilation Without Cooling
PBSP | H09 | Housing | AIR HANDLING UNIT | AHU HQ | Ventilation Without Cooling
PBSP | H09 | Housing | AIR HANDLING UNIT | AHU HQ | Ventilation Without Cooling
PBSP | H09 | Housing | AIR HANDLING UNIT | AHU HQ | Ventilation Without Cooling
PBSP | H09 | Housing | AIR HANDLING UNIT | AHU HQ | Ventilation Without Cooling
PBSP | H09 | Housing | AIR HANDLING UNIT | AHU HQ | Ventilation Without Cooling
PBSP | H09 | Housing | AIR HANDLING UNIT | AHU HQ | Ventilation Without Cooling
PBSP | H09 | Housing | AIR HANDLING UNIT | AHU HQ | Ventilation Without Cooling
PBSP | H09 | Housing | AIR HANDLING UNIT | AHU HQ | Ventilation Without Cooling
PBSP | H09 | Housing | AIR HANDLING UNIT | AHU HQ | Ventilation Without Cooling
PBSP | H09 | Housing | AIR HANDLING UNIT | AHU HQ | Ventilation Without Cooling
PBSP | H09 | Housing | AIR HANDLING UNIT | AHU HQ | Ventilation Without Cooling
PBSP | H09 | Housing | AIR HANDLING UNIT | AHU HQ | Ventilation Without Cooling
PBSP | H09 | Housing | AIR HANDLING UNIT | AHU HQ | Ventilation Without Cooling
PBSP | H09 | Housing | AIR HANDLING UNIT | AHU HQ | Ventilation Without Cooling
PBSP | H09 | Housing | AIR HANDLING UNIT | AHU HQ | Ventilation Without Cooling
PBSP | H09 | Housing | AIR HANDLING UNIT | AHU HQ | Ventilation Without Cooling
PBSP | H09 | Housing | AIR HANDLING UNIT | AHU HQ | Ventilation Without Cooling
PBSP | H09 | Housing | AIR HANDLING UNIT | AHU HQ | Ventilation Without Cooling
PBSP | H09 | Housing | AIR HANDLING UNIT | AHU HQ | Ventilation Without Cooling
PBSP | H13 | Housing | AIR HANDLING UNIT | AHU HQ | Ventilation Without Cooling
PBSP | H13 | Housing | AIR HANDLING UNIT | AHU HQ | Ventilation Without Cooling
PBSP | H14 | Housing | AIR HANDLING UNIT N SIDE | AHU HQ | Ventilation Without Cooling
PBSP | H14 | Housing | AIR HANDLING UNIT S SIDE | AHU HQ | Ventilation Without Cooling
PBSP | H15 | Housing | AIR CONDITIONER | RTU HQ | Refrigeration Cooling
PBSP | H15 | Housing | AIR CONDITIONER | RTU HQ | Refrigeration Cooling
PBSP | H15 | Housing | AIR CONDITIONER | RTU HQ | Refrigeration Cooling
PBSP | H15 | Housing | AIR CONDITIONER | RTU HQ | Refrigeration Cooling
PBSP | M02 | Housing | AIR HANDLING UNIT | AHU HQ | Refrigeration Cooling
PBSP | M02 | Housing | AIR HANDLING UNIT | RTU HQ | Refrigeration Cooling
PVSP | 331 | Housing | AIR HANDLING UNIT | RTU HQ | Evaporation Cooling
PVSP | 331 | Housing | AIR HANDLING UNIT | RTU HQ | Evaporation Cooling
PVSP | 331 | Housing | AIR HANDLING UNIT | RTU HQ | Evaporation Cooling
PVSP | 332 | Housing | AIR HANDLING UNIT | RTU HQ | Evaporation Cooling
PVSP | 332 | Housing | AIR HANDLING UNIT | RTU HQ | Evaporation Cooling
PVSP | 332 | Housing | AIR HANDLING UNIT | RTU HQ | Evaporation Cooling
PVSP | 333 | Housing | AIR HANDLING UNIT | RTU HQ | Evaporation Cooling
PVSP | 333 | Housing | AIR HANDLING UNIT | RTU HQ | Evaporation Cooling
PVSP | 333 | Housing | AIR HANDLING UNIT | RTU HQ | Evaporation Cooling
PVSP | 334 | Housing | AIR HANDLING UNIT | RTU HQ | Evaporation Cooling
PVSP | 334 | Housing | AIR HANDLING UNIT | RTU HQ | Evaporation Cooling
PVSP | 334 | Housing | AIR HANDLING UNIT | RTU HQ | Evaporation Cooling
PVSP | 335 | Housing | AIR HANDLING UNIT | RTU HQ | Evaporation Cooling
PVSP | 335 | Housing | AIR HANDLING UNIT | RTU HQ | Evaporation Cooling
PVSP | 335 | Housing | AIR HANDLING UNIT | RTU HQ | Evaporation Cooling
PVSP | 336 | Housing | AIR HANDLING UNIT | RTU HQ | Evaporation Cooling
PVSP | 336 | Housing | AIR HANDLING UNIT | RTU HQ | Evaporation Cooling
PVSP | 336 | Housing | AIR HANDLING UNIT | RTU HQ | Evaporation Cooling
PVSP | 337 | Housing | AIR HANDLING UNIT | RTU HQ | Evaporation Cooling
PVSP | 337 | Housing | AIR HANDLING UNIT | RTU HQ | Evaporation Cooling
PVSP | 337 | Housing | AIR HANDLING UNIT | RTU HQ | Evaporation Cooling
PVSP | 338 | Housing | AIR HANDLING UNIT | RTU HQ | Evaporation Cooling
PVSP | 338 | Housing | AIR HANDLING UNIT | RTU HQ | Evaporation Cooling
PVSP | 338 | Housing | AIR HANDLING UNIT | RTU HQ | Evaporation Cooling
PVSP | 339 | Housing | AIR HANDLING UNIT | RTU HQ | Evaporation Cooling
PVSP | 339 | Housing | AIR HANDLING UNIT | RTU HQ | Evaporation Cooling
PVSP | 339 | Housing | AIR HANDLING UNIT | RTU HQ | Evaporation Cooling
PVSP | 340 | Housing | AIR HANDLING UNIT | RTU HQ | Evaporation Cooling
PVSP | 340 | Housing | AIR HANDLING UNIT | RTU HQ | Evaporation Cooling
PVSP | 340 | Housing | AIR HANDLING UNIT | RTU HQ | Evaporation Cooling
PVSP | 341 | Housing | AIR HANDLING UNIT | RTU HQ | Evaporation Cooling
PVSP | 341 | Housing | AIR HANDLING UNIT | RTU HQ | Evaporation Cooling
PVSP | 341 | Housing | AIR HANDLING UNIT | RTU HQ | Evaporation Cooling
PVSP | 342 | Housing | AIR HANDLING UNIT | RTU HQ | Evaporation Cooling
PVSP | 342 | Housing | AIR HANDLING UNIT | RTU HQ | Evaporation Cooling
PVSP | 342 | Housing | AIR HANDLING UNIT | RTU HQ | Evaporation Cooling
PVSP | 343 | Housing | AIR HANDLING UNIT | RTU HQ | Evaporation Cooling
PVSP | 343 | Housing | AIR HANDLING UNIT | RTU HQ | Evaporation Cooling
PVSP | 343 | Housing | AIR HANDLING UNIT | RTU HQ | Evaporation Cooling
PVSP | 344 | Housing | AIR HANDLING UNIT | RTU HQ | Evaporation Cooling
PVSP | 344 | Housing | AIR HANDLING UNIT | RTU HQ | Evaporation Cooling
PVSP | 344 | Housing | AIR HANDLING UNIT | RTU HQ | Evaporation Cooling
PVSP | 345 | Housing | AIR HANDLING UNIT | RTU HQ | Evaporation Cooling
PVSP | 345 | Housing | AIR HANDLING UNIT | RTU HQ | Evaporation Cooling
PVSP | 345 | Housing | AIR HANDLING UNIT | RTU HQ | Evaporation Cooling
PVSP | 346 | Housing | AIR HANDLING UNIT | RTU HQ | Evaporation Cooling
PVSP | 346 | Housing | AIR HANDLING UNIT | RTU HQ | Evaporation Cooling
PVSP | 346 | Housing | AIR HANDLING UNIT | RTU HQ | Evaporation Cooling
PVSP | 347 | Housing | AIR HANDLING UNIT | RTU HQ | Evaporation Cooling
PVSP | 347 | Housing | AIR HANDLING UNIT | RTU HQ | Evaporation Cooling
PVSP | 347 | Housing | AIR HANDLING UNIT | RTU HQ | Evaporation Cooling
PVSP | 348 | Housing | AIR HANDLING UNIT | RTU HQ | Evaporation Cooling
PVSP | 348 | Housing | AIR HANDLING UNIT | RTU HQ | Evaporation Cooling
PVSP | 348 | Housing | AIR HANDLING UNIT | RTU HQ | Evaporation Cooling
PVSP | 349 | Housing | AIR HANDLING UNIT | RTU HQ | Evaporation Cooling
PVSP | 349 | Housing | AIR HANDLING UNIT | RTU HQ | Evaporation Cooling
PVSP | 349 | Housing | AIR HANDLING UNIT | RTU HQ | Evaporation Cooling
PVSP | 350 | Housing | AIR HANDLING UNIT | RTU HQ | Evaporation Cooling
PVSP | 350 | Housing | AIR HANDLING UNIT | RTU HQ | Evaporation Cooling
PVSP | 350 | Housing | AIR HANDLING UNIT | RTU HQ | Evaporation Cooling
PVSP | 455 | Housing | ROOF TOP UNIT | RTU HQ | Refrigeration Cooling
PVSP | 455 | Housing | ROOF TOP UNIT | RTU HQ | Refrigeration Cooling
PVSP | 455 | Housing | ROOF TOP UNIT | RTU HQ | Refrigeration Cooling
PVSP | 455 | Housing | ROOF TOP UNIT | RTU HQ | Refrigeration Cooling
PVSP | 901 | Housing | AIR HANDLING UNIT EC-2 | AHU HQ | Evaporation Cooling
PVSP | 902 | Housing | AIR HANDLING UNIT EC-1 | AHU HQ | Evaporation Cooling
RJD | 1.1 | Housing | HEATING/VENTILATION/AIR CONDITIONING UNIT | RTU HQ | Refrigeration Cooling
RJD | 1.1 | Housing | HEATING/VENTILATION/AIR CONDITIONING UNIT | RTU HQ | Refrigeration Cooling
RJD | 1.1 | Housing | HEATING/VENTILATION/AIR CONDITIONING UNIT | RTU HQ | Refrigeration Cooling
RJD | 1.2 | Housing | HEATING/VENTILATION/AIR CONDITIONING UNIT | RTU HQ | Refrigeration Cooling
RJD | 1.2 | Housing | HEATING/VENTILATION/AIR CONDITIONING UNIT | RTU HQ | Refrigeration Cooling
RJD | 1.2 | Housing | HEATING/VENTILATION/AIR CONDITIONING UNIT | RTU HQ | Refrigeration Cooling
RJD | 1.3 | Housing | AIR HANDLING UNIT | RTU HQ | Ventilation Without Cooling
RJD | 1.3 | Housing | AIR HANDLING UNIT | RTU HQ | Ventilation Without Cooling
RJD | 1.3 | Housing | AIR HANDLING UNIT | RTU HQ | Ventilation Without Cooling
RJD | 1.4 | Housing | AIR HANDLING UNIT | RTU HQ | Ventilation Without Cooling
RJD | 1.4 | Housing | AIR HANDLING UNIT | RTU HQ | Ventilation Without Cooling
RJD | 1.4 | Housing | AIR HANDLING UNIT | RTU HQ | Ventilation Without Cooling
RJD | 1.5 | Housing | HEATING/VENTILATION/AIR CONDITIONING UNIT | RTU HQ | Ventilation Without Cooling
RJD | 1.5 | Housing | AIR HANDLING UNIT | RTU HQ | Ventilation Without Cooling
RJD | 1.5 | Housing | AIR HANDLING UNIT | RTU HQ | Ventilation Without Cooling
RJD | 2.1 | Housing | AIR HANDLING UNIT | RTU HQ | Ventilation Without Cooling
RJD | 2.1 | Housing | AIR HANDLING UNIT | RTU HQ | Ventilation Without Cooling
RJD | 2.1 | Housing | AIR HANDLING UNIT | RTU HQ | Ventilation Without Cooling
RJD | 2.2 | Housing | AIR HANDLING UNIT | RTU HQ | Ventilation Without Cooling
RJD | 2.2 | Housing | AIR HANDLING UNIT | RTU HQ | Ventilation Without Cooling
RJD | 2.2 | Housing | AIR HANDLING UNIT | RTU HQ | Ventilation Without Cooling
RJD | 2.3 | Housing | AIR HANDLING UNIT | RTU HQ | Ventilation Without Cooling
RJD | 2.3 | Housing | AIR HANDLING UNIT | RTU HQ | Ventilation Without Cooling
RJD | 2.3 | Housing | AIR HANDLING UNIT | RTU HQ | Ventilation Without Cooling
RJD | 2.4 | Housing | AIR HANDLING UNIT | RTU HQ | Ventilation Without Cooling
RJD | 2.4 | Housing | AIR HANDLING UNIT | RTU HQ | Ventilation Without Cooling
RJD | 2.4 | Housing | AIR HANDLING UNIT | RTU HQ | Ventilation Without Cooling
RJD | 2.5 | Housing | AIR HANDLING UNIT | RTU HQ | Refrigeration Cooling
RJD | 2.5 | Housing | AIR HANDLING UNIT | RTU HQ | Refrigeration Cooling
RJD | 2.5 | Housing | AIR HANDLING UNIT | RTU HQ | Refrigeration Cooling
RJD | 3.1 | Housing | AIR HANDLING UNIT | RTU HQ | Ventilation Without Cooling
RJD | 3.1 | Housing | AIR HANDLING UNIT | RTU HQ | Ventilation Without Cooling
RJD | 3.1 | Housing | AIR HANDLING UNIT | RTU HQ | Ventilation Without Cooling
RJD | 3.2 | Housing | AIR HANDLING UNIT | RTU HQ | Ventilation Without Cooling
RJD | 3.2 | Housing | AIR HANDLING UNIT | RTU HQ | Ventilation Without Cooling
RJD | 3.2 | Housing | AIR HANDLING UNIT | RTU HQ | Ventilation Without Cooling
RJD | 3.3 | Housing | AIR HANDLING UNIT | RTU HQ | Ventilation Without Cooling
RJD | 3.3 | Housing | AIR HANDLING UNIT | RTU HQ | Ventilation Without Cooling
RJD | 3.3 | Housing | AIR HANDLING UNIT | RTU HQ | Ventilation Without Cooling
RJD | 3.4 | Housing | AIR HANDLING UNIT | RTU HQ | Refrigeration Cooling
RJD | 3.4 | Housing | AIR HANDLING UNIT | RTU HQ | Refrigeration Cooling
RJD | 3.4 | Housing | AIR HANDLING UNIT | RTU HQ | Refrigeration Cooling
RJD | 3.5 | Housing | AIR HANDLING UNIT | RTU HQ | Refrigeration Cooling
RJD | 3.5 | Housing | AIR HANDLING UNIT | RTU HQ | Refrigeration Cooling
RJD | 3.5 | Housing | AIR HANDLING UNIT | RTU HQ | Refrigeration Cooling
RJD | 4.1 | Housing | AIR HANDLING UNIT | RTU HQ | Ventilation Without Cooling
RJD | 4.1 | Housing | AIR HANDLING UNIT | RTU HQ | Ventilation Without Cooling
RJD | 4.1 | Housing | AIR HANDLING UNIT | RTU HQ | Ventilation Without Cooling
RJD | 4.2 | Housing | AIR HANDLING UNIT | RTU HQ | Ventilation Without Cooling
RJD | 4.2 | Housing | AIR HANDLING UNIT | RTU HQ | Ventilation Without Cooling
RJD | 4.2 | Housing | AIR HANDLING UNIT | RTU HQ | Ventilation Without Cooling
RJD | 4.3 | Housing | AIR HANDLING UNIT | RTU HQ | Ventilation Without Cooling
RJD | 4.3 | Housing | AIR HANDLING UNIT | RTU HQ | Ventilation Without Cooling
RJD | 4.3 | Housing | AIR HANDLING UNIT | RTU HQ | Ventilation Without Cooling
RJD | 4.4 | Housing | AIR HANDLING UNIT | RTU HQ | Ventilation Without Cooling
RJD | 4.4 | Housing | AIR HANDLING UNIT | RTU HQ | Ventilation Without Cooling
RJD | 4.4 | Housing | AIR HANDLING UNIT | RTU HQ | Ventilation Without Cooling
RJD | 4.5 | Housing | AIR HANDLING UNIT | RTU HQ | Ventilation Without Cooling
RJD | 4.5 | Housing | AIR HANDLING UNIT | RTU HQ | Ventilation Without Cooling
RJD | 4.5 | Housing | AIR HANDLING UNIT | RTU HQ | Ventilation Without Cooling
RJD | 5.15 | Housing | AIR HANDLING UNIT | RTU HQ | Ventilation Without Cooling
RJD | 5.16 | Housing | AIR HANDLING UNIT | RTU HQ | Ventilation Without Cooling
RJD | E23 | Housing | AHU_HOUSING-LONG_LONG_AHU_4754632 | RTU HQ | Refrigeration Cooling
RJD | E23 | Housing | AHU-HOUSING_STANDARD_AHU_171 8789 | RTU HQ | Refrigeration Cooling
RJD | E23 | Housing | AHU_HOUSING-LONG_LONG_AHU_4754632 | RTU HQ | Refrigeration Cooling
RJD | E23 | Housing | AHU-HOUSING_STANDARD_AHU_171 8789 | RTU HQ | Refrigeration Cooling
RJD | E24 | Housing | AHU_HOUSING-LONG_LONG_AHU_4754632 | RTU HQ | Refrigeration Cooling
RJD | E24 | Housing | AHU-HOUSING_STANDARD_AHU_171 8789 | RTU HQ | Refrigeration Cooling
RJD | E24 | Housing | AHU_HOUSING-LONG_LONG_AHU_4754632 | RTU HQ | Refrigeration Cooling
RJD | E24 | Housing | AHU-HOUSING_STANDARD_AHU_171 8789 | RTU HQ | Refrigeration Cooling
RJD | E25 | Housing | AHU_HOUSING-LONG_LONG_AHU_4754632 | RTU HQ | Refrigeration Cooling
RJD | E25 | Housing | AHU-HOUSING_STANDARD_AHU_171 8789 | RTU HQ | Refrigeration Cooling
RJD | E25 | Housing | AHU_HOUSING-LONG_LONG_AHU_4754632 | RTU HQ | Refrigeration Cooling
RJD | E25 | Housing | AHU-HOUSING_STANDARD_AHU_171 8789 | RTU HQ | Refrigeration Cooling
SAC | H51 | Housing | AIR HANDLING UNIT | AHU HQ | Evaporation Cooling
SAC | H53 | Housing | AIR HANDLING UNIT | AHU HQ | Evaporation Cooling
SAC | H55 | Housing | AIR HANDLING UNIT | AHU HQ | Evaporation Cooling
SAC | H57 | Housing | AIR HANDLING UNIT | AHU HQ | Evaporation Cooling
SAC | H59 | Housing | AIR HANDLING UNIT | AHU HQ | Evaporation Cooling
SAC | H61 | Housing | AIR HANDLING UNIT | AHU HQ | Evaporation Cooling
SAC | H63 | Housing | AIR HANDLING UNIT | AHU HQ | Evaporation Cooling
SAC | H65 | Housing | AIR HANDLING UNIT | AHU HQ | Evaporation Cooling
SAC | H67 | Housing | AIR HANDLING UNIT | AHU HQ | Evaporation Cooling
SAC | H69 | Housing | AIR HANDLING UNIT | AHU HQ | Evaporation Cooling
SAC | H71 | Housing | AIR HANDLING UNIT | AHU HQ | Evaporation Cooling
SAC | H73 | Housing | AIR HANDLING UNIT | AHU HQ | Evaporation Cooling
SAC | H75 | Housing | AIR HANDLING UNIT | AHU HQ | Evaporation Cooling
SAC | H76 | Housing | AIR HANDLING UNIT | AHU HQ | Evaporation Cooling
SAC | XA52 | Housing | AIR HANDLING UNIT | RTU HQ | Refrigeration Cooling
SAC | XA52 | Housing | AIR HANDLING UNIT | RTU HQ | Refrigeration Cooling
SAC | XA52 | Housing | AIR HANDLING UNIT | RTU HQ | Refrigeration Cooling
SAC | XA52 | Housing | AIR HANDLING UNIT | RTU HQ | Refrigeration Cooling
SATF | 321 | Housing | EVAP. COOLING UNIT | AHU HQ | Evaporation Cooling
SATF | 321 | Housing | EVAP. COOLING UNIT | AHU HQ | Evaporation Cooling
SATF | 321 | Housing | EVAP. COOLING UNIT | AHU HQ | Evaporation Cooling
SATF | 322 | Housing | EVAP. COOLING UNIT | AHU HQ | Evaporation Cooling
SATF | 322 | Housing | EVAP. COOLING UNIT | AHU HQ | Evaporation Cooling
SATF | 322 | Housing | EVAP. COOLING UNIT | AHU HQ | Evaporation Cooling
SATF | 323 | Housing | EVAP. COOLING UNIT | AHU HQ | Evaporation Cooling
SATF | 323 | Housing | EVAP. COOLING UNIT | AHU HQ | Evaporation Cooling
SATF | 323 | Housing | EVAP. COOLING UNIT | AHU HQ | Evaporation Cooling
SATF | 331 | Housing | EVAP. COOLING UNIT | AHU HQ | Evaporation Cooling
SATF | 331 | Housing | EVAP. COOLING UNIT | AHU HQ | Evaporation Cooling
SATF | 331 | Housing | EVAP. COOLING UNIT | AHU HQ | Evaporation Cooling
SATF | 332 | Housing | EVAP. COOLING UNIT | AHU HQ | Evaporation Cooling
SATF | 332 | Housing | EVAP. COOLING UNIT | AHU HQ | Evaporation Cooling
SATF | 332 | Housing | EVAP. COOLING UNIT | AHU HQ | Evaporation Cooling
SATF | 333 | Housing | EVAP. COOLING UNIT | AHU HQ | Evaporation Cooling
SATF | 333 | Housing | EVAP. COOLING UNIT | AHU HQ | Evaporation Cooling
SATF | 333 | Housing | EVAP. COOLING UNIT | AHU HQ | Evaporation Cooling
SATF | 341 | Housing | EVAP. COOLING UNIT | RTU HQ | Evaporation Cooling
SATF | 342 | Housing | EVAP. COOLING UNIT | RTU HQ | Evaporation Cooling
SATF | 343 | Housing | EVAP. COOLING UNIT | RTU HQ | Evaporation Cooling
SATF | 344 | Housing | EVAP. COOLING UNIT | RTU HQ | Evaporation Cooling
SATF | 351 | Housing | EVAP. COOLING UNIT | RTU HQ | Evaporation Cooling
SATF | 351 | Housing | EVAP. COOLING UNIT | RTU HQ | Evaporation Cooling
SATF | 351 | Housing | EVAP. COOLING UNIT | RTU HQ | Evaporation Cooling
SATF | 352 | Housing | EVAP. COOLING UNIT | RTU HQ | Evaporation Cooling
SATF | 352 | Housing | EVAP. COOLING UNIT | RTU HQ | Evaporation Cooling
SATF | 352 | Housing | EVAP. COOLING UNIT | RTU HQ | Evaporation Cooling
SATF | 353 | Housing | EVAP. COOLING UNIT | RTU HQ | Evaporation Cooling
SATF | 353 | Housing | EVAP. COOLING UNIT | RTU HQ | Evaporation Cooling
SATF | 353 | Housing | EVAP. COOLING UNIT | RTU HQ | Evaporation Cooling
SATF | 354 | Housing | EVAP. COOLING UNIT | RTU HQ | Evaporation Cooling
SATF | 354 | Housing | EVAP. COOLING UNIT | RTU HQ | Evaporation Cooling
SATF | 354 | Housing | EVAP. COOLING UNIT | RTU HQ | Evaporation Cooling
SATF | 355 | Housing | EVAP. COOLING UNIT | RTU HQ | Evaporation Cooling
SATF | 355 | Housing | EVAP. COOLING UNIT | RTU HQ | Evaporation Cooling
SATF | 355 | Housing | EVAP. COOLING UNIT | RTU HQ | Evaporation Cooling
SATF | 361 | Housing | EVAP. COOLING UNIT | RTU HQ | Evaporation Cooling
SATF | 361 | Housing | EVAP. COOLING UNIT | RTU HQ | Evaporation Cooling
SATF | 361 | Housing | EVAP. COOLING UNIT | RTU HQ | Evaporation Cooling
SATF | 362 | Housing | EVAP. COOLING UNIT | RTU HQ | Evaporation Cooling
SATF | 362 | Housing | EVAP. COOLING UNIT | RTU HQ | Evaporation Cooling
SATF | 362 | Housing | EVAP. COOLING UNIT | RTU HQ | Evaporation Cooling
SATF | 363 | Housing | EVAP. COOLING UNIT | RTU HQ | Evaporation Cooling
SATF | 363 | Housing | EVAP. COOLING UNIT | RTU HQ | Evaporation Cooling
SATF | 363 | Housing | EVAP. COOLING UNIT | RTU HQ | Evaporation Cooling
SATF | 364 | Housing | EVAP. COOLING UNIT | RTU HQ | Evaporation Cooling
SATF | 364 | Housing | EVAP. COOLING UNIT | RTU HQ | Evaporation Cooling
SATF | 364 | Housing | EVAP. COOLING UNIT | RTU HQ | Evaporation Cooling
SATF | 365 | Housing | EVAP. COOLING UNIT | RTU HQ | Evaporation Cooling
SATF | 365 | Housing | EVAP. COOLING UNIT | RTU HQ | Evaporation Cooling
SATF | 365 | Housing | EVAP. COOLING UNIT | RTU HQ | Evaporation Cooling
SATF | 371 | Housing | EVAP. COOLING UNIT | AHU HQ | Evaporation Cooling
SATF | 371 | Housing | EVAP. COOLING UNIT | AHU HQ | Evaporation Cooling
SATF | 371 | Housing | EVAP. COOLING UNIT | AHU HQ | Evaporation Cooling
SATF | 371 | Housing | EVAP. COOLING UNIT | AHU HQ | Evaporation Cooling
SATF | 372 | Housing | EVAP. COOLING UNIT | RTU HQ | Evaporation Cooling
SATF | 372 | Housing | EVAP. COOLING UNIT | RTU HQ | Evaporation Cooling
SATF | 372 | Housing | EVAP. COOLING UNIT | RTU HQ | Evaporation Cooling
SATF | 372 | Housing | EVAP. COOLING UNIT | RTU HQ | Evaporation Cooling
SATF | 373 | Housing | EVAP. COOLING UNIT | RTU HQ | Evaporation Cooling
SATF | 373 | Housing | EVAP. COOLING UNIT | RTU HQ | Evaporation Cooling
SATF | 373 | Housing | EVAP. COOLING UNIT | RTU HQ | Evaporation Cooling
SATF | 373 | Housing | EVAP. COOLING UNIT | RTU HQ | Evaporation Cooling
SATF | 381 | Housing | EVAP. COOLING UNIT | RTU HQ | Evaporation Cooling
SATF | 381 | Housing | EVAP. COOLING UNIT | RTU HQ | Evaporation Cooling
SATF | 381 | Housing | EVAP. COOLING UNIT | RTU HQ | Evaporation Cooling
SATF | 381 | Housing | EVAP. COOLING UNIT | RTU HQ | Evaporation Cooling
SATF | 382 | Housing | EVAP. COOLING UNIT | RTU HQ | Evaporation Cooling
SATF | 382 | Housing | EVAP. COOLING UNIT | RTU HQ | Evaporation Cooling
SATF | 382 | Housing | EVAP. COOLING UNIT | RTU HQ | Evaporation Cooling
SATF | 382 | Housing | EVAP. COOLING UNIT | RTU HQ | Evaporation Cooling
SATF | 383 | Housing | EVAP. COOLING UNIT | RTU HQ | Evaporation Cooling
SATF | 383 | Housing | EVAP. COOLING UNIT | RTU HQ | Evaporation Cooling
SATF | 383 | Housing | EVAP. COOLING UNIT | RTU HQ | Evaporation Cooling
SATF | 383 | Housing | EVAP. COOLING UNIT | RTU HQ | Evaporation Cooling
SATF | 391 | Housing | NEW AD-SEG AIR COND. UNIT | RTU HQ | Refrigeration Cooling
SATF | 391 | Housing | NEW AD-SEG AIR COND. UNIT | RTU HQ | Refrigeration Cooling
SATF | 391 | Housing | NEW AD-SEG AIR COND. UNIT | RTU HQ | Refrigeration Cooling
SATF | 391 | Housing | NEW AD-SEG AIR COND. UNIT | RTU HQ | Refrigeration Cooling
SATF | 705 | Housing | EVAPORATIVE COOLER | AHU HQ | Evaporation Cooling
SCC | H01 | Housing | A/C / HEATING UNIT | AHU HQ | Refrigeration Cooling
SCC | H01 | Housing | A/C / HEATING UNIT | AHU HQ | Refrigeration Cooling
SCC | H01 | Housing | HEAT & VENT UNIT (MERV-11) | AHU HQ | Ventilation Without Cooling
SCC | H01 | Housing | HEAT & VENT UNIT (MERV-11) | AHU HQ | Ventilation Without Cooling
SCC | H01 | Housing | HEAT & VENT UNIT (MERV-11) | AHU HQ | Ventilation Without Cooling
SCC | H01 | Housing | HEAT & VENT UNIT (MERV-11) | AHU HQ | Ventilation Without Cooling
SCC | H01 | Housing | HEAT & VENT UNIT (MERV-11) | AHU HQ | Ventilation Without Cooling
SCC | H01 | Housing | HEAT & VENT UNIT (MERV-11) | AHU HQ | Ventilation Without Cooling
SCC | H01 | Housing | HEAT & VENT UNIT (MERV-11) | AHU HQ | Ventilation Without Cooling
SCC | H01 | Housing | HEAT & VENT UNIT (MERV-11) | AHU HQ | Ventilation Without Cooling
SCC | H01 | Housing | HEAT & VENT UNIT (MERV-11) | AHU HQ | Ventilation Without Cooling
SCC | H01 | Housing | HEAT & VENT UNIT (MERV-11) | AHU HQ | Ventilation Without Cooling
SCC | H01 | Housing | HEAT & VENT UNIT (MERV-11) | AHU HQ | Ventilation Without Cooling
SCC | H01 | Housing | HEAT & VENT UNIT (MERV-11) | AHU HQ | Ventilation Without Cooling
SCC | H01 | Housing | HEAT & VENT UNIT (MERV-11) | AHU HQ | Ventilation Without Cooling
SCC | H01 | Housing | HEAT & VENT UNIT (MERV-11) | AHU HQ | Ventilation Without Cooling
SCC | H01 | Housing | HEAT & VENT UNIT (MERV-11) | AHU HQ | Ventilation Without Cooling
SCC | H01 | Housing | HEAT & VENT UNIT (MERV-11) | AHU HQ | Ventilation Without Cooling
SCC | H01 | Housing | HEAT & VENT UNIT (MERV-11) | AHU HQ | Ventilation Without Cooling
SCC | H01 | Housing | HEAT & VENT UNIT (MERV-11) | AHU HQ | Ventilation Without Cooling
SCC | H01 | Housing | HEAT & VENT UNIT (MERV-11) | AHU HQ | Ventilation Without Cooling
SCC | H01 | Housing | HEATING & VENTILATION UNIT | AHU HQ | Ventilation Without Cooling
SCC | H02 | Housing | A/C UNIT, -WINDOW | AHU HQ | Refrigeration Cooling
SCC | H02 | Housing | HEATING & VENTILATION SYSTEM | AHU HQ | Ventilation Without Cooling
SCC | H02 | Housing | HEATING & VENTILATION SYSTEM | AHU HQ | Ventilation Without Cooling
SCC | H02 | Housing | HEATING & VENTILATION SYSTEM | AHU HQ | Ventilation Without Cooling
SCC | H02 | Housing | HEATING & VENTILATION SYSTEM | AHU HQ | Ventilation Without Cooling
SCC | H02 | Housing | HEATING & VENTILATION SYSTEM | AHU HQ | Ventilation Without Cooling
SCC | H02 | Housing | HEATING & VENTILATION SYSTEM | AHU HQ | Ventilation Without Cooling
SCC | H02 | Housing | HEAT & VENT UNIT (MERV-11) | AHU HQ | Ventilation Without Cooling
SCC | H02 | Housing | HEAT & VENT UNIT (MERV-11) | AHU HQ | Ventilation Without Cooling
SCC | H02 | Housing | HEAT & VENT UNIT (MERV-11) | AHU HQ | Ventilation Without Cooling
SCC | H02 | Housing | HEAT & VENT UNIT (MERV-11) | AHU HQ | Ventilation Without Cooling
SCC | H02 | Housing | HEAT & VENT UNIT (MERV-11) | AHU HQ | Ventilation Without Cooling
SCC | H02 | Housing | HEAT & VENT UNIT (MERV-11) | AHU HQ | Ventilation Without Cooling
SCC | H02 | Housing | HEAT & VENT UNIT (MERV-11) | AHU HQ | Ventilation Without Cooling
SCC | H02 | Housing | HEAT & VENT UNIT (MERV-11) | AHU HQ | Ventilation Without Cooling
SCC | H02 | Housing | HEAT & VENT UNIT (MERV-11) | AHU HQ | Ventilation Without Cooling
SCC | H02 | Housing | HEAT & VENT UNIT (MERV-11) | AHU HQ | Ventilation Without Cooling
SCC | H02 | Housing | HEAT & VENT UNIT (MERV-11) | AHU HQ | Ventilation Without Cooling
SCC | H02 | Housing | HEAT & VENT UNIT (MERV-11) | AHU HQ | Ventilation Without Cooling
SCC | H02 | Housing | HEAT & VENT UNIT (MERV-11) | AHU HQ | Ventilation Without Cooling
SCC | H51 | Housing | AHU, MAMMOTH (MERV-13) | RTU HQ | Evaporation Cooling
SCC | H51 | Housing | AHU, MAMMOTH (MERV-13) | RTU HQ | Evaporation Cooling
SCC | H51 | Housing | AHU, MAMMOTH (MERV-13) | RTU HQ | Evaporation Cooling
SCC | H52 | Housing | AHU, MAMMOTH (MERV-13) | RTU HQ | Evaporation Cooling
SCC | H52 | Housing | AHU, MAMMOTH (MERV-13) | RTU HQ | Evaporation Cooling
SCC | H52 | Housing | AHU, MAMMOTH (MERV-13) | RTU HQ | Evaporation Cooling
SCC | H53 | Housing | AHU, MAMMOTH (MERV-13) | RTU HQ | Evaporation Cooling
SCC | H53 | Housing | AHU, MAMMOTH (MERV-13) | RTU HQ | Evaporation Cooling
SCC | H53 | Housing | AHU, MAMMOTH (MERV-13) | RTU HQ | Evaporation Cooling
SCC | H54 | Housing | AHU, MAMMOTH | RTU HQ | Evaporation Cooling
SCC | H54 | Housing | AHU, MAMMOTH (MERV-13) | RTU HQ | Evaporation Cooling
SCC | H54 | Housing | AHU, MAMMOTH (MERV-13) | RTU HQ | Evaporation Cooling
SCC | H55 | Housing | AHU, MAMMOTH (MERV-13) | RTU HQ | Evaporation Cooling
SCC | H55 | Housing | AHU, MAMMOTH (MERV-13) | RTU HQ | Evaporation Cooling
SCC | H55 | Housing | AHU, MAMMOTH (MERV-13) | RTU HQ | Evaporation Cooling
SCC | M03 | Housing | HEATING & VENTILATION UNIT | AHU HQ | Ventilation Without Cooling
SOL | 16 | Housing | AIR CONDITIONER | AHU HQ | Evaporation Cooling
SOL | 16 | Housing | AIR CONDITIONER | AHU HQ | Evaporation Cooling
SOL | 17 | Housing | AIR CONDITIONER | AHU HQ | Evaporation Cooling
SOL | 17 | Housing | AIR CONDITIONER | AHU HQ | Evaporation Cooling
SOL | 18 | Housing | AIR CONDITIONER | AHU HQ | Evaporation Cooling
SOL | 18 | Housing | AIR CONDITIONER | AHU HQ | Evaporation Cooling
SOL | 19 | Housing | AIR CONDITIONER | AHU HQ | Evaporation Cooling
SOL | 19 | Housing | AIR CONDITIONER | AHU HQ | Evaporation Cooling
SOL | 24 | Housing | AIR CONDITIONER | AHU HQ | Evaporation Cooling
SOL | 24 | Housing | AIR CONDITIONER | AHU HQ | Evaporation Cooling
SOL | 301 | Housing | AIR HANDLING UNIT | AHU HQ | Ventilation Without Cooling
SOL | 301 | Housing | AIR HANDLING UNIT | AHU HQ | Ventilation Without Cooling
SOL | 301 | Housing | AIR HANDLING UNIT | AHU HQ | Ventilation Without Cooling
SOL | 302 | Housing | AIR HANDLING UNIT | AHU HQ | Refrigeration Cooling
SOL | 302 | Housing | AIR HANDLING UNIT | AHU HQ | Refrigeration Cooling
SOL | 302 | Housing | AIR HANDLING UNIT | AHU HQ | Refrigeration Cooling
SOL | 303 | Housing | AIR HANDLING UNIT | AHU HQ | Ventilation Without Cooling
SOL | 303 | Housing | AIR HANDLING UNIT | AHU HQ | Ventilation Without Cooling
SOL | 303 | Housing | AIR HANDLING UNIT | AHU HQ | Ventilation Without Cooling
SOL | 304 | Housing | AIR HANDLING UNIT | AHU HQ | Ventilation Without Cooling
SOL | 304 | Housing | AIR HANDLING UNIT | AHU HQ | Ventilation Without Cooling
SOL | 304 | Housing | AIR HANDLING UNIT | AHU HQ | Ventilation Without Cooling
SOL | 305 | Housing | AIR HANDLING UNIT | AHU HQ | Ventilation Without Cooling
SOL | 305 | Housing | AIR HANDLING UNIT | AHU HQ | Ventilation Without Cooling
SOL | 305 | Housing | AIR HANDLING UNIT | AHU HQ | Ventilation Without Cooling
SOL | 306 | Housing | AIR HANDLING UNIT | AHU HQ | Ventilation Without Cooling
SOL | 306 | Housing | AIR HANDLING UNIT | AHU HQ | Ventilation Without Cooling
SOL | 306 | Housing | AIR HANDLING UNIT | AHU HQ | Ventilation Without Cooling
SOL | 307 | Housing | AIR HANDLING UNIT | AHU HQ | Ventilation Without Cooling
SOL | 307 | Housing | AIR HANDLING UNIT | AHU HQ | Ventilation Without Cooling
SOL | 307 | Housing | AIR HANDLING UNIT | AHU HQ | Ventilation Without Cooling
SOL | 308 | Housing | AIR HANDLING UNIT | AHU HQ | Refrigeration Cooling
SOL | 308 | Housing | AIR HANDLING UNIT | AHU HQ | Refrigeration Cooling
SOL | 308 | Housing | AIR HANDLING UNIT | AHU HQ | Refrigeration Cooling
SOL | 309 | Housing | AIR HANDLING UNIT | AHU HQ | Ventilation Without Cooling
SOL | 309 | Housing | AIR HANDLING UNIT | AHU HQ | Ventilation Without Cooling
SOL | 309 | Housing | AIR HANDLING UNIT | AHU HQ | Ventilation Without Cooling
SOL | 310 | Housing | AIR HANDLING UNIT | AHU HQ | Refrigeration Cooling
SOL | 310 | Housing | AIR HANDLING UNIT | AHU HQ | Refrigeration Cooling
SOL | 310 | Housing | AIR HANDLING UNIT | AHU HQ | Refrigeration Cooling
SOL | 311 | Housing | AIR HANDLING UNIT | AHU HQ | Ventilation Without Cooling
SOL | 311 | Housing | AIR HANDLING UNIT | AHU HQ | Ventilation Without Cooling
SOL | 311 | Housing | AIR HANDLING UNIT | AHU HQ | Ventilation Without Cooling
SOL | 312 | Housing | AIR HANDLING UNIT | AHU HQ | Ventilation Without Cooling
SOL | 312 | Housing | AIR HANDLING UNIT | AHU HQ | Ventilation Without Cooling
SOL | 312 | Housing | AIR HANDLING UNIT | AHU HQ | Ventilation Without Cooling
SOL | 701 | Housing | AIR HANDLING UNIT | AHU HQ | Ventilation Without Cooling
SOL | 701 | Housing | AIR HANDLING UNIT | AHU HQ | Ventilation Without Cooling
SOL | 701 | Housing | AIR HANDLING UNIT | AHU HQ | Ventilation Without Cooling
SOL | 702 | Housing | AIR HANDLING UNIT | AHU HQ | Ventilation Without Cooling
SOL | 702 | Housing | AIR HANDLING UNIT | AHU HQ | Ventilation Without Cooling
SOL | 702 | Housing | AIR HANDLING UNIT | AHU HQ | Ventilation Without Cooling
SOL | 703 | Housing | AIR HANDLING UNIT | AHU HQ | Ventilation Without Cooling
SOL | 703 | Housing | AIR HANDLING UNIT | AHU HQ | Ventilation Without Cooling
SOL | 703 | Housing | AIR HANDLING UNIT | AHU HQ | Ventilation Without Cooling
SOL | 706 | Housing | AIR HANDLING UNIT | AHU HQ | Ventilation Without Cooling
SOL | 706 | Housing | AIR HANDLING UNIT | AHU HQ | Ventilation Without Cooling
SOL | 706 | Housing | AIR HANDLING UNIT | AHU HQ | Ventilation Without Cooling
SOL | 707 | Housing | AIR HANDLING UNIT | AHU HQ | Ventilation Without Cooling
SOL | 707 | Housing | AIR HANDLING UNIT | AHU HQ | Ventilation Without Cooling
SOL | 707 | Housing | AIR HANDLING UNIT | AHU HQ | Ventilation Without Cooling
SOL | 708 | Housing | AIR HANDLING UNIT | AHU HQ | Ventilation Without Cooling
SOL | 708 | Housing | AIR HANDLING UNIT | AHU HQ | Ventilation Without Cooling
SOL | 708 | Housing | AIR HANDLING UNIT | AHU HQ | Ventilation Without Cooling
SOL | 709 | Housing | AIR HANDLING UNIT | AHU HQ | Ventilation Without Cooling
SOL | 709 | Housing | AIR HANDLING UNIT | AHU HQ | Ventilation Without Cooling
SOL | 709 | Housing | AIR HANDLING UNIT | AHU HQ | Ventilation Without Cooling
SQRC | 23 | Housing | AIR HANDLING UNIT | AHU HQ | Refrigeration Cooling
SQRC | 23 | Housing | AIR HANDLING UNIT | AHU HQ | Refrigeration Cooling
SQRC | 24 | Housing | FAN, CABINET #1 | AHU HQ | Refrigeration Cooling
SQRC | 24 | Housing | FAN, CABINET #1 | AHU HQ | Refrigeration Cooling
SQRC | 28 | Housing | FAN, CABINET #2 | AHU HQ | Refrigeration Cooling
SQRC | 28 | Housing | FAN, CABINET #2 | AHU HQ | Refrigeration Cooling
SQRC | 28 | Housing | FAN, CABINET #2 | AHU HQ | Refrigeration Cooling
SQRC | 28 | Housing | FAN, CABINET #2 | AHU HQ | Refrigeration Cooling
SQRC | 30 | Housing | FAN, CABINET #2 | AHU HQ | Refrigeration Cooling
SQRC | 30 | Housing | FAN, CABINET #2 | AHU HQ | Refrigeration Cooling
SQRC | 81 | Housing | AIR HANDLING UNIT | AHU HQ | Ventilation Without Cooling
SQRC | 81 | Housing | AIR HANDLING UNIT | AHU HQ | Ventilation Without Cooling
SQRC | 81 | Housing | AIR HANDLING UNIT | AHU HQ | Ventilation Without Cooling
SQRC | 81 | Housing | AIR HANDLING UNIT | AHU HQ | Ventilation Without Cooling
SQRC | 81 | Housing | AIR HANDLING UNIT | AHU HQ | Ventilation Without Cooling
SQRC | 81 | Housing | AIR HANDLING UNIT | AHU HQ | Ventilation Without Cooling
SQRC | 81 | Housing | AIR HANDLING UNIT | AHU HQ | Ventilation Without Cooling
SQRC | 81 | Housing | AIR HANDLING UNIT | AHU HQ | Ventilation Without Cooling
SQRC | 81 | Housing | AIR HANDLING UNIT | AHU HQ | Ventilation Without Cooling
SQRC | 81 | Housing | AIR HANDLING UNIT | AHU HQ | Ventilation Without Cooling
SQRC | 81 | Housing | AIR HANDLING UNIT | AHU HQ | Refrigeration Cooling
SQRC | 81 | Housing | AIR HANDLING UNIT | AHU HQ | Refrigeration Cooling
SQRC | 81 | Housing | AIR HANDLING UNIT | AHU HQ | Refrigeration Cooling
SQRC | 81 | Housing | AIR HANDLING UNIT | AHU HQ | Refrigeration Cooling
SQRC | 81 | Housing | AIR HANDLING UNIT | AHU HQ | Refrigeration Cooling
SQRC | 81 | Housing | AIR HANDLING UNIT | AHU HQ | Refrigeration Cooling
SVSP | 321 | Housing | AIR HANDLING UNIT | AHU HQ | Evaporation Cooling
SVSP | 321 | Housing | AIR HANDLING UNIT | AHU HQ | Evaporation Cooling
SVSP | 321 | Housing | AIR HANDLING UNIT | AHU HQ | Evaporation Cooling
SVSP | 322 | Housing | AIR HANDLING UNIT | AHU HQ | Evaporation Cooling
SVSP | 322 | Housing | AIR HANDLING UNIT | AHU HQ | Evaporation Cooling
SVSP | 322 | Housing | AIR HANDLING UNIT | AHU HQ | Evaporation Cooling
SVSP | 323 | Housing | AIR HANDLING UNIT | AHU HQ | Evaporation Cooling
SVSP | 323 | Housing | AIR HANDLING UNIT | AHU HQ | Evaporation Cooling
SVSP | 323 | Housing | AIR HANDLING UNIT | AHU HQ | Evaporation Cooling
SVSP | 324 | Housing | AIR HANDLING UNIT | AHU HQ | Evaporation Cooling
SVSP | 324 | Housing | AIR HANDLING UNIT | AHU HQ | Evaporation Cooling
SVSP | 324 | Housing | AIR HANDLING UNIT | AHU HQ | Evaporation Cooling
SVSP | 325 | Housing | AIR HANDLING UNIT | AHU HQ | Evaporation Cooling
SVSP | 325 | Housing | AIR HANDLING UNIT | AHU HQ | Evaporation Cooling
SVSP | 325 | Housing | AIR HANDLING UNIT | AHU HQ | Evaporation Cooling
SVSP | 326 | Housing | AIR HANDLING UNIT | AHU HQ | Evaporation Cooling
SVSP | 326 | Housing | AIR HANDLING UNIT | AHU HQ | Evaporation Cooling
SVSP | 326 | Housing | AIR HANDLING UNIT | AHU HQ | Evaporation Cooling
SVSP | 327 | Housing | AIR HANDLING UNIT | AHU HQ | Evaporation Cooling
SVSP | 327 | Housing | AIR HANDLING UNIT | AHU HQ | Evaporation Cooling
SVSP | 327 | Housing | AIR HANDLING UNIT | AHU HQ | Evaporation Cooling
SVSP | 328 | Housing | AIR HANDLING UNIT | AHU HQ | Evaporation Cooling
SVSP | 328 | Housing | AIR HANDLING UNIT | AHU HQ | Evaporation Cooling
SVSP | 328 | Housing | AIR HANDLING UNIT | AHU HQ | Evaporation Cooling
SVSP | 329 | Housing | AIR HANDLING UNIT | AHU HQ | Evaporation Cooling
SVSP | 329 | Housing | AIR HANDLING UNIT | AHU HQ | Evaporation Cooling
SVSP | 329 | Housing | AIR HANDLING UNIT | AHU HQ | Evaporation Cooling
SVSP | 330 | Housing | AIR HANDLING UNIT | AHU HQ | Evaporation Cooling
SVSP | 330 | Housing | AIR HANDLING UNIT | AHU HQ | Evaporation Cooling
SVSP | 330 | Housing | AIR HANDLING UNIT | AHU HQ | Evaporation Cooling
SVSP | 331 | Housing | AIR HANDLING UNIT | AHU HQ | Evaporation Cooling
SVSP | 332 | Housing | AIR HANDLING UNIT | AHU HQ | Evaporation Cooling
SVSP | 332 | Housing | AIR HANDLING UNIT | AHU HQ | Evaporation Cooling
SVSP | 333 | Housing | AIR HANDLING UNIT | AHU HQ | Evaporation Cooling
SVSP | 334 | Housing | AIR HANDLING UNIT | AHU HQ | Evaporation Cooling
SVSP | 335 | Housing | AIR HANDLING UNIT | AHU HQ | Evaporation Cooling
SVSP | 336 | Housing | AIR HANDLING UNIT | AHU HQ | Evaporation Cooling
SVSP | 337 | Housing | AIR HANDLING UNIT | AHU HQ | Evaporation Cooling
SVSP | 338 | Housing | AIR HANDLING UNIT | AHU HQ | Evaporation Cooling
SVSP | 468 | Housing | AIR HANDLING UNIT | AHU HQ | Refrigeration Cooling
SVSP | 468 | Housing | AIR HANDLING UNIT | AHU HQ | Refrigeration Cooling
SVSP | 468 | Housing | AIR HANDLING UNIT | AHU HQ | Refrigeration Cooling
SVSP | 468 | Housing | AIR HANDLING UNIT | AHU HQ | Refrigeration Cooling
VSP | 301 | Housing | AIR HANDLING UNIT | AHU HQ | Evaporation Cooling
VSP | 301 | Housing | AIR HANDLING UNIT | AHU HQ | Evaporation Cooling
VSP | 301 | Housing | AIR HANDLING UNIT | AHU HQ | Evaporation Cooling
VSP | 301 | Housing | AIR HANDLING UNIT | AHU HQ | Evaporation Cooling
VSP | 301 | Housing | AIR HANDLING UNIT | AHU HQ | Evaporation Cooling
VSP | 302 | Housing | AIR HANDLING UNIT | AHU HQ | Evaporation Cooling
VSP | 302 | Housing | AIR HANDLING UNIT | AHU HQ | Evaporation Cooling
VSP | 302 | Housing | AIR HANDLING UNIT | AHU HQ | Evaporation Cooling
VSP | 302 | Housing | AIR HANDLING UNIT | AHU HQ | Evaporation Cooling
VSP | 302 | Housing | AIR HANDLING UNIT | AHU HQ | Evaporation Cooling
VSP | 303 | Housing | AIR HANDLING UNIT | AHU HQ | Evaporation Cooling
VSP | 303 | Housing | AIR HANDLING UNIT | AHU HQ | Evaporation Cooling
VSP | 303 | Housing | AIR HANDLING UNIT | AHU HQ | Evaporation Cooling
VSP | 303 | Housing | AIR HANDLING UNIT | AHU HQ | Evaporation Cooling
VSP | 303 | Housing | AIR HANDLING UNIT | AHU HQ | Evaporation Cooling
VSP | 304 | Housing | AIR HANDLING UNIT | AHU HQ | Evaporation Cooling
VSP | 304 | Housing | AIR HANDLING UNIT | AHU HQ | Evaporation Cooling
VSP | 304 | Housing | AIR HANDLING UNIT | AHU HQ | Evaporation Cooling
VSP | 304 | Housing | AIR HANDLING UNIT | AHU HQ | Evaporation Cooling
VSP | 304 | Housing | AIR HANDLING UNIT | AHU HQ | Evaporation Cooling
VSP | 305 | Housing | AIR HANDLING UNIT | AHU HQ | Evaporation Cooling
VSP | 305 | Housing | AIR HANDLING UNIT | AHU HQ | Evaporation Cooling
VSP | 305 | Housing | AIR HANDLING UNIT | AHU HQ | Evaporation Cooling
VSP | 305 | Housing | AIR HANDLING UNIT | AHU HQ | Evaporation Cooling
VSP | 305 | Housing | AIR HANDLING UNIT | AHU HQ | Evaporation Cooling
VSP | 306 | Housing | AIR HANDLING UNIT | AHU HQ | Evaporation Cooling
VSP | 306 | Housing | AIR HANDLING UNIT | AHU HQ | Evaporation Cooling
VSP | 306 | Housing | AIR HANDLING UNIT | AHU HQ | Evaporation Cooling
VSP | 306 | Housing | AIR HANDLING UNIT | AHU HQ | Evaporation Cooling
VSP | 306 | Housing | AIR HANDLING UNIT | AHU HQ | Evaporation Cooling
VSP | 307 | Housing | AIR HANDLING UNIT | AHU HQ | Evaporation Cooling
VSP | 307 | Housing | AIR HANDLING UNIT | AHU HQ | Evaporation Cooling
VSP | 307 | Housing | AIR HANDLING UNIT | AHU HQ | Evaporation Cooling
VSP | 307 | Housing | AIR HANDLING UNIT | AHU HQ | Evaporation Cooling
VSP | 307 | Housing | AIR HANDLING UNIT | AHU HQ | Evaporation Cooling
VSP | 308 | Housing | AIR HANDLING UNIT | AHU HQ | Evaporation Cooling
VSP | 308 | Housing | AIR HANDLING UNIT | AHU HQ | Evaporation Cooling
VSP | 308 | Housing | AIR HANDLING UNIT | AHU HQ | Evaporation Cooling
VSP | 308 | Housing | AIR HANDLING UNIT | AHU HQ | Evaporation Cooling
VSP | 308 | Housing | AIR HANDLING UNIT | AHU HQ | Evaporation Cooling
VSP | 309 | Housing | AIR HANDLING UNIT | AHU HQ | Evaporation Cooling
VSP | 309 | Housing | AIR HANDLING UNIT | AHU HQ | Evaporation Cooling
VSP | 309 | Housing | AIR HANDLING UNIT | AHU HQ | Evaporation Cooling
VSP | 309 | Housing | AIR HANDLING UNIT | AHU HQ | Evaporation Cooling
VSP | 309 | Housing | AIR HANDLING UNIT | AHU HQ | Evaporation Cooling
VSP | 310 | Housing | AIR HANDLING UNIT | AHU HQ | Evaporation Cooling
VSP | 310 | Housing | AIR HANDLING UNIT | AHU HQ | Evaporation Cooling
VSP | 310 | Housing | AIR HANDLING UNIT | AHU HQ | Evaporation Cooling
VSP | 310 | Housing | AIR HANDLING UNIT | AHU HQ | Evaporation Cooling
VSP | 310 | Housing | AIR HANDLING UNIT | AHU HQ | Evaporation Cooling
VSP | 311 | Housing | AIR HANDLING UNIT | AHU HQ | Evaporation Cooling
VSP | 311 | Housing | AIR HANDLING UNIT | AHU HQ | Evaporation Cooling
VSP | 311 | Housing | AIR HANDLING UNIT | AHU HQ | Evaporation Cooling
VSP | 311 | Housing | AIR HANDLING UNIT | AHU HQ | Evaporation Cooling
VSP | 311 | Housing | AIR HANDLING UNIT | AHU HQ | Evaporation Cooling
VSP | 312 | Housing | AIR HANDLING UNIT | AHU HQ | Evaporation Cooling
VSP | 312 | Housing | AIR HANDLING UNIT | AHU HQ | Evaporation Cooling
VSP | 312 | Housing | AIR HANDLING UNIT | AHU HQ | Evaporation Cooling
VSP | 312 | Housing | AIR HANDLING UNIT | AHU HQ | Evaporation Cooling
VSP | 312 | Housing | AIR HANDLING UNIT | AHU HQ | Evaporation Cooling
VSP | 313 | Housing | AIR HANDLING UNIT | AHU HQ | Evaporation Cooling
VSP | 313 | Housing | AIR HANDLING UNIT | AHU HQ | Evaporation Cooling
VSP | 313 | Housing | AIR HANDLING UNIT | AHU HQ | Evaporation Cooling
VSP | 313 | Housing | AIR HANDLING UNIT | AHU HQ | Evaporation Cooling
VSP | 313 | Housing | AIR HANDLING UNIT | AHU HQ | Evaporation Cooling
VSP | 314 | Housing | AIR HANDLING UNIT | AHU HQ | Evaporation Cooling
VSP | 314 | Housing | AIR HANDLING UNIT | AHU HQ | Evaporation Cooling
VSP | 314 | Housing | AIR HANDLING UNIT | AHU HQ | Evaporation Cooling
VSP | 314 | Housing | AIR HANDLING UNIT | AHU HQ | Evaporation Cooling
VSP | 314 | Housing | AIR HANDLING UNIT | AHU HQ | Evaporation Cooling
VSP | 315 | Housing | AIR HANDLING UNIT | AHU HQ | Evaporation Cooling
VSP | 315 | Housing | AIR HANDLING UNIT | AHU HQ | Evaporation Cooling
VSP | 315 | Housing | AIR HANDLING UNIT | AHU HQ | Evaporation Cooling
VSP | 316 | Housing | AIR HANDLING UNIT | AHU HQ | Evaporation Cooling
VSP | 316 | Housing | AIR HANDLING UNIT | AHU HQ | Evaporation Cooling
VSP | 316 | Housing | AIR HANDLING UNIT | AHU HQ | Evaporation Cooling
VSP | 316 | Housing | AIR HANDLING UNIT | AHU HQ | Evaporation Cooling
WSP | 301 | Housing | EVAPORATIVE COOLER | AHU HQ | Evaporation Cooling
WSP | 301 | Housing | EVAPORATIVE COOLER | AHU HQ | Evaporation Cooling
WSP | 301 | Housing | EVAPORATIVE COOLER | AHU HQ | Evaporation Cooling
WSP | 302 | Housing | EVAPORATIVE COOLER | AHU HQ | Evaporation Cooling
WSP | 302 | Housing | EVAPORATIVE COOLER | AHU HQ | Evaporation Cooling
WSP | 302 | Housing | EVAPORATIVE COOLER | AHU HQ | Evaporation Cooling
WSP | 303 | Housing | EVAPORATIVE COOLER | AHU HQ | Evaporation Cooling
WSP | 303 | Housing | EVAPORATIVE COOLER | AHU HQ | Evaporation Cooling
WSP | 303 | Housing | EVAPORATIVE COOLER | AHU HQ | Evaporation Cooling
WSP | 304 | Housing | EVAPORATIVE COOLER | AHU HQ | Evaporation Cooling
WSP | 304 | Housing | EVAPORATIVE COOLER | AHU HQ | Evaporation Cooling
WSP | 304 | Housing | EVAPORATIVE COOLER | AHU HQ | Evaporation Cooling
WSP | 305 | Housing | EVAPORATIVE COOLER | AHU HQ | Evaporation Cooling
WSP | 305 | Housing | EVAPORATIVE COOLER | AHU HQ | Evaporation Cooling
WSP | 305 | Housing | EVAPORATIVE COOLER | AHU HQ | Evaporation Cooling
WSP | 306 | Housing | EVAPORATIVE COOLER | AHU HQ | Evaporation Cooling
WSP | 306 | Housing | EVAPORATIVE COOLER | AHU HQ | Evaporation Cooling
WSP | 307 | Housing | EVAPORATIVE COOLER | AHU HQ | Evaporation Cooling
WSP | 307 | Housing | EVAPORATIVE COOLER | AHU HQ | Evaporation Cooling
WSP | 401 | Housing | EVAPORATIVE COOLER | AHU HQ | Evaporation Cooling
WSP | 401 | Housing | EVAPORATIVE COOLER | AHU HQ | Evaporation Cooling
WSP | 402 | Housing | EVAPORATIVE COOLER | AHU HQ | Evaporation Cooling
WSP | 402 | Housing | EVAPORATIVE COOLER | AHU HQ | Evaporation Cooling
WSP | 403 | Housing | EVAPORATIVE COOLER | AHU HQ | Evaporation Cooling
WSP | 403 | Housing | EVAPORATIVE COOLER | AHU HQ | Evaporation Cooling
WSP | 404 | Housing | EVAPORATIVE COOLER | AHU HQ | Evaporation Cooling
WSP | 404 | Housing | EVAPORATIVE COOLER | AHU HQ | Evaporation Cooling
WSP | 405 | Housing | EVAPORATIVE COOLER | AHU HQ | Evaporation Cooling
WSP | 405 | Housing | EVAPORATIVE COOLER | AHU HQ | Evaporation Cooling
WSP | 406 | Housing | EVAPORATIVE COOLER | AHU HQ | Evaporation Cooling
WSP | 406 | Housing | EVAPORATIVE COOLER | AHU HQ | Evaporation Cooling
WSP | 407 | Housing | EVAPORATIVE COOLER | AHU HQ | Evaporation Cooling
WSP | 407 | Housing | EVAPORATIVE COOLER | AHU HQ | Evaporation Cooling
WSP | 408 | Housing | EVAPORATIVE COOLER | AHU HQ | Evaporation Cooling
WSP | 408 | Housing | EVAPORATIVE COOLER | AHU HQ | Evaporation Cooling
WSP | 409 | Housing | EVAPORATIVE COOLER | AHU HQ | Evaporation Cooling
WSP | 409 | Housing | EVAPORATIVE COOLER | AHU HQ | Evaporation Cooling
WSP | 410 | Housing | EVAPORATIVE COOLER | AHU HQ | Evaporation Cooling
WSP | 410 | Housing | EVAPORATIVE COOLER | AHU HQ | Evaporation Cooling
WSP | 411 | Housing | EVAPORATIVE COOLER | AHU HQ | Evaporation Cooling
WSP | 411 | Housing | EVAPORATIVE COOLER | AHU HQ | Evaporation Cooling
WSP | 412 | Housing | EVAPORATIVE COOLER | AHU HQ | Evaporation Cooling
WSP | 412 | Housing | EVAPORATIVE COOLER | AHU HQ | Evaporation Cooling
WSP | 413 | Housing | EVAPORATIVE COOLER | AHU HQ | Evaporation Cooling
WSP | 413 | Housing | EVAPORATIVE COOLER | AHU HQ | Evaporation Cooling
WSP | 414 | Housing | EVAPORATIVE COOLER | AHU HQ | Evaporation Cooling
WSP | 414 | Housing | EVAPORATIVE COOLER | AHU HQ | Evaporation Cooling
WSP | 415 | Housing | EVAPORATIVE COOLER | AHU HQ | Evaporation Cooling
WSP | 415 | Housing | EVAPORATIVE COOLER | AHU HQ | Evaporation Cooling
WSP | 416 | Housing | EVAPORATIVE COOLER | AHU HQ | Evaporation Cooling
WSP | 416 | Housing | EVAPORATIVE COOLER | AHU HQ | Evaporation Cooling
WSP | 418 | Housing | EVAPORATIVE COOLER | AHU HQ | Evaporation Cooling
WSP | 418 | Housing | EVAPORATIVE COOLER | AHU HQ | Evaporation Cooling
WSP | 419 | Housing | EVAPORATIVE COOLER | AHU HQ | Evaporation Cooling
WSP | 419 | Housing | EVAPORATIVE COOLER | AHU HQ | Evaporation Cooling
WSP | 421 | Housing | EVAPORATIVE COOLER | AHU HQ | Evaporation Cooling
WSP | 421 | Housing | EVAPORATIVE COOLER | AHU HQ | Evaporation Cooling
WSP | 422 | Housing | EVAPORATIVE COOLER | AHU HQ | Evaporation Cooling
WSP | 422 | Housing | EVAPORATIVE COOLER | AHU HQ | Evaporation Cooling
WSP | 423 | Housing | EVAPORATIVE COOLER | AHU HQ | Evaporation Cooling
WSP | 423 | Housing | EVAPORATIVE COOLER | AHU HQ | Evaporation Cooling
WSP | 508 | Housing | FURNACE | AHU HQ | Refrigeration Cooling
WSP | 901 | Housing | EVAPORATIVE COOLER | AHU HQ | Evaporation Cooling
WSP | 901 | Housing | EVAPORATIVE COOLER | AHU HQ | Evaporation Cooling
WSP | 902 | Housing | EVAPORATIVE COOLER | AHU HQ | Evaporation Cooling
WSP | 902 | Housing | EVAPORATIVE COOLER | AHU HQ | Evaporation Cooling

## README
This data was provided by CDCR as a pdf and posted by Reuters. It was then edited to convert "
Source
Raychaudhuri, D., Farley, C., Hartman, T., & Arranz, A. (2025, July 30). Scorching cells: How heat threatens lives in America’s prisons. Reuters. https://www.reuters.com/graphics/USA-TEMPERATURE/PRISONS/jnpwbejwlvw/
Definitions from CDCR
Ventilation without cooling | An air handling system that supplies air with no additional cooling measures in place
Refrigeration Cooling | An air handling system that supplies air over cold evaporator coils, which are chilled by a refrigerant that removes a portion of heat from the supplied air, thus lowering the air temperature and providing a cooling effect on the distributed air.
Evaporation Cooling | An air handling system that supplies air over a water-soaked medium, thereby lowering the temperature and providing a cooling effect on the distributed air.
An air handling unit (AHU, air handler, etc.) is just the asset description of the system that provides air- it can provide all of the cooling types listed. We define Ventilation Without Cooling as a type of cooling because it supplies air to the incarcerated population.